## Blue
Blue | Sp ext: | 1 | 1
| SL: | 1 | 1 |  |  | LL | 1 | 1 |  |  |  | SH | 1 | 1 |  |  | LH | 1 | 1
Fluxes: | (mJy) | Reselm: | 1 |  |  |  |  | 1 | [5 empty] | 1 |  |  |  |  | 1
12 | 25 | 60 | 100 |  |  | 12 | 25 | 60 | 100 |  |  | 12 | 25 | 60 | 100 |  | 12 | 25 | 60 | 100
1630 | 399 | 0 | 0
1630 | 399 | 0 | 0 |  | 1630 | 1630 | 399 | 0 | 0 |  |  | 1630 | 399 | 0 | 0 |  | 1630 | 399 | 0 | 0
| 399 |  | 0
| Gal Lat = | 45.47
Module |  | SL (7) | [5 empty] | LL (25) | [5 empty] | SH (15) |  |  |  |  | LH (25)
t_int | 6 | 14 | 60 | 240 |  |  | 6 | 14 | 30 | 120 |  |  | 6 | 30 | 120 | 480 |  | 6 | 14 | 60 | 240
Flux | Noise (hidden)
5620.6689 | 599.6596 | 915.3398 | 1894.1531 | 3787.9498 |  | 240.8328 | 156.419 | 236.4094 | 344.5787 | 687.1956 |  | 1525.68 | 120.6137 | 262.9418 | 523.3101 | 1045.3295 | 409.5895 | 49.8831 | 67.8682 | 129.5503 | 253.8368
4779.1593 | 609.1549 | 929.8544 | 1924.2132 | 3848.0756 |  | 626.9231 | 232.9803 | 354.1934 | 517.4932 | 1033.6811 |  | 1260.8926 | 117.2224 | 255.1577 | 507.6632 | 1013.9958 | 363.041 | 57.5792 | 80.8446 | 158.2834 | 312.2731
4063.6379 | 559.8878 | 854.5408 | 1768.2316 | 3536.0814 |  | 560.3967 | 208.9007 | 317.2153 | 463.2468 | 925.0353 |  | 1059.5 | 113.4599 | 246.5072 | 490.2684 | 979.159 | 311.6945 | 62.5001 | 88.9641 | 175.962 | 348.0669
3455.2422 | 474.4058 | 723.8384 | 1497.5007 | 2994.5507 |  | 515.7112 | 188.5598 | 285.9391 | 417.3415 | 833.0641 |  | 902.7692 | 106.6598 | 230.8281 | 458.7226 | 915.9725 | 267.6101 | 59.9996 | 84.8521 | 167.0314 | 329.9969
2937.9337 | 374.3766 | 570.8195 | 1180.4568 | 2360.3417 |  | 450.7704 | 156.1678 | 236.0216 | 344.0086 | 686.0522 |  | 778.4082 | 98.0147 | 210.7947 | 418.375 | 835.135 | 240.2494 | 58.0298 | 81.5929 | 159.9206 | 315.5921
2748.8492 | 333.1616 | 507.7324 | 1049.6984 | 2098.7536 |  | 381.42 | 102.3631 | 152.4767 | 220.8868 | 438.7072 |  | 678.08 | 88.6883 | 189.0186 | 374.4491 | 747.0935 | 206.2699 | 50.294 | 68.5721 | 131.1292 | 257.0592
2676.5142 | 430.9076 | 657.3101 | 1359.6741 | 2718.8517 |  | 366.609 | 90.1867 | 133.336 | 192.5309 | 381.5399 |  | 595.9688 | 81.739 | 172.6452 | 341.3582 | 680.7362 | 177.0962 | 48.8947 | 66.1687 | 125.7257 | 246.0241
2275.7945 | 481.9445 | 735.3669 | 1521.3825 | 3042.3213 |  | 349.2777 | 74.9766 | 109.1642 | 156.5487 | 308.7554 |  | 527.917 | 74.6932 | 155.8698 | 307.3786 | 612.5572 | 158.7596 | 45.7014 | 60.6089 | 113.076 | 220.1017
1935.0694 | 468.205 | 714.3555 | 1477.8562 | 2955.2556 |  | 333.147 | 137.0867 | 206.5182 | 300.6058 | 598.9618 |  | 470.8889 | 67.2433 | 137.8705 | 270.8009 | 539.1035 | 130.4401 | 36.1758 | 43.0536 | 70.618 | 131.3301
1645.3566 | 462.1845 | 705.148 | 1458.7819 | 2917.1011 |  | 315.2231 | 153.387 | 231.7276 | 337.695 | 673.3881 |  | 401.2308 | 55.3049 | 108.1349 | 209.9349 | 416.6421 | 111.9914 | 34.0711 | 38.841 | 59.2317 | 106.4592
1399.0188 | 427.5934 | 652.2404 | 1349.1704 | 2697.8405 |  | 275.5287 | 153.008 | 231.1422 | 336.8341 | 671.6613
1189.5619 | 382.7771 | 583.6747 | 1207.0971 | 2413.6349 |  | 240.8328 | 156.419 | 236.4094 | 344.5787 | 687.1956
1011.4642 | 333.1499 | 507.7144 | 1049.661 | 2098.6789 |  | 210.506 | 125.3227 | 188.2733 | 273.7315 | 544.9914
860.0308 | 284.9659 | 433.912 | 896.6356 | 1792.5183 |  | 183.9981 | 119.5237 | 179.259 | 260.4411 | 518.2839
778.4082 | 257.1341 | 391.2483 | 808.1333 | 1615.4311 |  | 160.8281 | #DIV/0! | #DIV/0! | #DIV/0! | #DIV/0!
[6 empty] | 140.5759 | 68.0267 | 97.9685 | 139.7791 | 274.6867
[6 empty] | 122.8739 | 51.3804 | 70.4263 | 97.9781 | 188.9414
[6 empty] | 107.401 | 40.0064 | 50.344 | 66.3516 | 122.1072
[6 empty] | 95.355 | 34.441 | 39.595 | 48.2797 | 81.3862
Lambda |  | S/N |  |  |  | Lambda |  | S/N |  |  |  | Lambda |  | S/N |  |  |  |  | S/N
5.21 | 589.3402 | 900.8764 | 1865.7597 | 3731.8706 |  | 25.1695 | 141.9483 | 219.1451 | 322.182 | 646.2035 | #DIV/0! | 10 | 94.5644 | 216.8877 | 435.9085 | 872.8934 | 19.3 | 26.4987 | 45.4452 | 102.0328 | 208.2973
5.6501 | 586.2195 | 896.0863 | 1855.8156 | 3711.9695 |  | 15.6 | 242.9686 | 372.9116 | 546.9339 | 1095.2491 |  | 11 | 90.0937 | 206.9505 | 416.0634 | 833.2187 | 20.5 | 36.3538 | 60.4145 | 132.2451 | 268.1269
6.1274 | 530.97 | 811.7362 | 1681.248 | 3362.859 |  | 16.5 | 213.2347 | 327.6578 | 480.79 | 963.0959 |  | 12 | 85.5287 | 196.8316 | 395.8681 | 792.8502 | 22.1242 | 40.9559 | 67.1366 | 145.4718 | 294.1677
6.645 | 445.8432 | 681.8162 | 1412.424 | 2825.2732 |  | 17.2 | 192.1229 | 295.6184 | 434.0169 | 869.7207 |  | 13 | 77.288 | 178.5642 | 359.4122 | 719.98 | 23.877 | 36.7533 | 60.6399 | 132.022 | 267.2973
7.2063 | 344.062 | 526.5302 | 1091.1771 | 2182.883 |  | 18.3973 | 154.1593 | 238.0051 | 349.9146 | 701.8336 |  | 14 | 71.7976 | 166.9212 | 336.4074 | 674.1159 | 25.2 | 32.7784 | 54.3956 | 118.9419 | 241.0866
7.45 | 295.9531 | 453.1268 | 939.3194 | 1879.2146 |  | 20 | 78.9924 | 123.7378 | 183.0328 | 368.6244 |  | 15 | 63.0058 | 147.8127 | 298.4582 | 598.3585 | 27.1966 | 23.8885 | 40.8822 | 91.6233 | 186.9529
7.55 | 375.244 | 573.9901 | 1189.2224 | 2378.8792 |  | 20.4 | 78.8281 | 124.4093 | 184.626 | 372.6605 |  | 16 | 56.1115 | 132.8303 | 268.7207 | 539.0049 | 29.3513 | 21.4097 | 36.9145 | 83.2622 | 170.198
8.1878 | 411.3277 | 629.0103 | 1303.0065 | 2606.3931 |  | 20.9 | 60.9916 | 97.7446 | 146.0551 | 296.2181 |  | 17 | 48.0539 | 115.1379 | 233.5428 | 468.7632 | 31 | 16.9797 | 29.8744 | 68.626 | 141.0249
8.8794 | 396.8087 | 606.8475 | 1257.1439 | 2514.6765 |  | 21.4 | 129.981 | 201.3231 | 296.3794 | 594.9852 |  | 18 | 39.3294 | 95.9101 | 195.3195 | 392.4493 | 34.2 | 4.7573 | 9.3271 | 24.3705 | 52.4175
9.6295 | 388.9258 | 594.8105 | 1232.2299 | 2464.8508 |  | 22 | 145.4257 | 224.6098 | 330.2745 | 662.5127 |  | 19.5 | 28.425 | 72.689 | 149.765 | 301.8504 | 36.9096 | 1.7153 | 3.5108 | 9.8665 | 21.9581
10.4429 | 355.8504 | 544.3365 | 1127.7986 | 2256.0156 |  | 23.5314 | 141.9957 | 219.3244 | 322.51 | 646.9474
11.325 | 313.0322 | 479.006 | 992.6424 | 1985.7447 |  | 25.1695 | 141.9483 | 219.1451 | 322.182 | 646.2035
12.2816 | 265.874 | 407.0735 | 843.8524 | 1688.2219 |  | 26.9215 | 108.2277 | 168.0955 | 247.7498 | 497.7467
13.3191 | 220.3256 | 337.6238 | 700.2318 | 1401.052 |  | 28.7955 | 100.0396 | 155.6402 | 229.5549 | 461.4113
14 | 186.8407 | 286.5204 | 594.495 | 1189.6048 |  | 30.8 | #DIV/0! | #DIV/0! | #DIV/0! | #DIV/0!
[6 empty] | 32.944 | 44.595 | 72.2531 | 108.5161 | 220.8812
[6 empty] | 35.2372 | 25.0188 | 42.5899 | 65.6002 | 136.0715
[6 empty] | 37.6901 | 10.2135 | 18.9379 | 30.7908 | 66.9254
[6 empty] | 40 | 2.347 | 4.7636 | 8.3715 | 19.8644
Many IR sources are on the ISO. 367, 248 and 232 mJy. Fluxes for this sheet are computed for a mean of 280 mJy @ 12 microns. Iras fluxes at 12 microns are scaled to this value for the 25 microns fluxes (scale value = 1.7).The fluxes at 60 and 100 mu are n
Extended emission also present. More cycles may be needed with the step and stare.
The three sources are considered point like.

## Red
Red | Sp ext: | 1 | 1
| SL: | 1 | 1 |  |  | LL | 1 | 1 |  |  |  | SH | 1 | 1 |  |  | LH | 1 | 1
Fluxes: | (mJy) | Reselm: | 1 |  |  |  |  | 1 | [5 empty] | 1 |  |  |  |  | 1
12 | 25 | 60 | 100 | 5 |  | 12 | 25 | 60 | 100 |  |  | 12 | 25 | 60 | 100 | 5 | 12 | 25 | 60 | 100
7.64 | 2.5 | 0 | 0 | 3.2
7.64 | 2.5 | 0 | 0 | 3.2 | 7.64 | 7.64 | 2.5 | 0 | 0 |  |  | 7.64 | 2.5 | 0 | 0 | 3.2 | 7.64 | 2.5 | 0 | 0
| 2.5 |  | 0
| Gal Lat = | 45.47
10.4077
Module |  | SL (7) | [5 empty] | LL (25) | [5 empty] | SH (15) |  |  |  |  | LH (25)
t_int | 6 | 14 | 60 | 240 |  |  | 6 | 14 | 30 | 120 |  |  | 6 | 30 | 120 | 480 |  | 6 | 14 | 60 | 240
Flux | Noise (hidden)
3.3332 | 34.2792 | 39.266 | 60.4206 | 109.0991 |  | 2.433 | 44.7939 | 59.007 | 80.2027 | 151.756 |  | 6.3714 | 32.0326 | 39.1206 | 58.4953 | 104.8179 | 4.7537 | 33.5161 | 37.6976 | 55.976 | 99.1627
3.6123 | 35.2754 | 41.2735 | 65.9057 | 121.1374 |  | 6.2166 | 47.4143 | 63.605 | 87.4104 | 166.92 |  | 7.0057 | 32.3107 | 40.2482 | 61.4789 | 111.439 | 4.2792 | 33.9734 | 38.6409 | 58.668 | 105.2034
3.9151 | 35.6123 | 41.943 | 67.6931 | 125.0178 |  | 5.8608 | 45.951 | 61.0477 | 83.4115 | 158.5243 |  | 7.64 | 32.5963 | 41.3835 | 64.4234 | 117.9046 | 3.6371 | 34.377 | 39.4649 | 60.9734 | 110.3223
4.2434 | 35.2747 | 41.272 | 65.9019 | 121.1289 |  | 5.584 | 44.4413 | 58.3816 | 79.2159 | 149.6685 |  | 7.2446 | 32.5963 | 41.3835 | 64.4235 | 117.9047 | 2.944 | 34.3031 | 39.3146 | 60.5559 | 109.3987
4.5994 | 34.4604 | 39.6342 | 61.4424 | 111.3582 |  | 5.1106 | 41.8428 | 53.7145 | 71.7921 | 133.8521 |  | 6.8492 | 32.4919 | 40.9709 | 63.3596 | 115.5758 | 2.4857 | 34.2239 | 39.1532 | 60.106 | 108.4017
4.754 | 34.0532 | 38.8044 | 59.1287 | 106.23 |  | 4.4769 | 37.1854 | 45.0158 | 57.5653 | 102.7377 |  | 6.4538 | 32.3217 | 40.2921 | 61.5939 | 111.6927 | 2.3431 | 33.8189 | 38.3233 | 57.7683 | 103.1926
4.8174 | 36.186 | 43.0735 | 70.6701 | 131.4421 |  | 4.3188 | 36.2321 | 43.1639 | 54.4411 | 95.6834 |  | 6.0585 | 32.1973 | 39.791 | 60.2769 | 108.7805 | 2.1892 | 33.807 | 38.2987 | 57.6984 | 103.0359
5.222 | 39.0448 | 48.5506 | 84.5279 | 160.8723 |  | 4.1211 | 35.1301 | 40.9832 | 50.7014 | 87.0776 |  | 5.6631 | 32.0433 | 39.1645 | 58.6126 | 105.0796 | 2.0714 | 33.6345 | 37.9428 | 56.6816 | 100.7532
5.6606 | 40.5841 | 51.4116 | 91.4914 | 175.45 |  | 3.9234 | 41.1924 | 52.5285 | 69.8863 | 129.755 |  | 5.2677 | 31.8573 | 38.3982 | 56.5482 | 100.453 | 1.8429 | 33.0567 | 36.7389 | 53.1741 | 92.7897
6.1364 | 42.6931 | 55.2537 | 100.6331 | 194.443 |  | 3.6862 | 43.4047 | 56.5325 | 76.2879 | 143.455 |  | 4.6746 | 31.5413 | 37.0713 | 52.8878 | 92.133 | 1.6493 | 32.9361 | 36.4853 | 52.4204 | 91.0582
6.6523 | 43.6952 | 57.0524 | 104.8463 | 203.1525 |  | 3.0807 | 43.9077 | 57.4318 | 77.7138 | 146.4847
7.2119 | 43.9917 | 57.5816 | 106.0789 | 205.6962 |  | 2.4879 | 44.8516 | 59.1091 | 80.3638 | 152.0965
7.5286 | 43.2722 | 56.2951 | 103.077 | 199.498 |  | 2.3627 | 41.4128 | 52.9312 | 70.5344 | 131.1503
7.1185 | 41.3848 | 52.8801 | 95.0106 | 182.7787 |  | 2.2289 | 41.2377 | 52.6113 | 70.0197 | 130.0423
6.8492 | 40.2076 | 50.7167 | 89.8137 | 171.9476 |  | 2.0857 | #DIV/0! | #DIV/0! | #DIV/0! | #DIV/0!
[6 empty] | 1.9326 | 35.6551 | 42.0277 | 52.5016 | 91.2451
[6 empty] | 1.7688 | 34.193 | 39.0902 | 47.39 | 79.2669
[6 empty] | 1.5936 | 33.3363 | 37.3236 | 44.2329 | 71.5974
[6 empty] | 1.4286 | 32.9657 | 36.5474 | 42.8214 | 68.0786
Lambda |  | S/N |  |  |  | Lambda |  | S/N |  |  |  | Lambda |  | S/N |  |  |  |  | S/N
5.21 | 6.1138 | 12.4539 | 34.6864 | 76.8392 |  | 25.1695 | 5.0076 | 8.8699 | 13.9839 | 29.5617 | #DIV/0! | 10 | 1.487 | 6.0878 | 16.2857 | 36.354 | 19.3 | 0.45773 | 0.94956 | 2.7407 | 6.1883
5.6501 | 7.6516 | 15.2592 | 40.9546 | 89.1267 |  | 15.6 | 11.8386 | 20.5918 | 32.1082 | 67.256 |  | 11 | 1.8161 | 7.2896 | 19.089 | 42.1243 | 20.5 | 0.72625 | 1.4899 | 4.2056 | 9.3811
6.1274 | 8.0426 | 15.9336 | 42.3108 | 91.6398 |  | 16.5 | 10.1382 | 17.8059 | 27.9255 | 58.7748 |  | 12 | 2.1467 | 8.4545 | 21.7237 | 47.4795 | 22.1242 | 0.86886 | 1.766 | 4.8987 | 10.8297
6.645 | 7.3638 | 14.6854 | 39.4155 | 85.7782 |  | 17.2 | 8.8263 | 15.6772 | 24.7585 | 52.4163 |  | 13 | 2.0295 | 7.9927 | 20.537 | 44.8859 | 23.877 | 0.70721 | 1.4398 | 4.0061 | 8.8701
7.2063 | 5.8517 | 11.8717 | 32.8199 | 72.4341 |  | 18.3973 | 6.5232 | 11.8567 | 19.0096 | 40.7834 |  | 14 | 1.9057 | 7.5567 | 19.5458 | 42.8606 | 25.2 | 0.57504 | 1.1728 | 3.2742 | 7.2619
7.45 | 5.0076 | 10.2537 | 28.8395 | 64.2095 |  | 20 | 2.5523 | 4.9195 | 8.2436 | 18.4759 |  | 15 | 1.6455 | 6.5999 | 17.2694 | 38.0934 | 27.1966 | 0.40355 | 0.83095 | 2.3625 | 5.2902
7.55 | 8.0427 | 15.7656 | 41.1821 | 88.5664 |  | 20.4 | 2.3115 | 4.5273 | 7.6917 | 17.5055 |  | 16 | 1.4481 | 5.8588 | 15.4703 | 34.2894 | 29.3513 | 0.38277 | 0.78839 | 2.2428 | 5.0236
8.1878 | 11.6499 | 21.8609 | 53.8127 | 113.1003 |  | 20.9 | 1.5359 | 3.0719 | 5.3209 | 12.3925 |  | 17 | 1.2016 | 4.9156 | 13.1382 | 29.3136 | 31 | 0.30103 | 0.62264 | 1.7863 | 4.0197
8.8794 | 13.3916 | 24.6662 | 59.4027 | 123.9063 |  | 21.4 | 5.0943 | 9.3214 | 15.0134 | 32.3449 |  | 18 | 0.92867 | 3.8524 | 10.4635 | 23.5611 | 34.2 | 0.073553 | 0.15442 | 0.45726 | 1.0481
9.6295 | 15.7028 | 28.3107 | 66.6185 | 137.9124 |  | 22 | 6.0096 | 10.7662 | 17.0962 | 36.3663 |  | 19.5 | 0.58068 | 2.4703 | 6.9261 | 15.9034 | 36.9096 | 0.026131 | 0.055042 | 0.16419 | 0.37807
10.4429 | 16.5583 | 29.5905 | 69.0075 | 142.458 |  | 23.5314 | 5.5325 | 9.8694 | 15.6292 | 33.1667
11.325 | 16.5129 | 29.4366 | 68.4804 | 141.2631 |  | 25.1695 | 5.114 | 9.0544 | 14.2707 | 30.1611
12.2816 | 15.236 | 27.3268 | 63.9617 | 132.1914 |  | 26.9215 | 3.6761 | 6.711 | 10.7917 | 23.2157
13.3191 | 12.5571 | 22.9305 | 54.6962 | 113.727 |  | 28.7955 | 3.5124 | 6.4239 | 10.3431 | 22.2765
14 | 10.5138 | 19.4487 | 47.0677 | 98.3399 |  | 30.8 | #DIV/0! | #DIV/0! | #DIV/0! | #DIV/0!
[6 empty] | 32.944 | 1.1697 | 2.3154 | 3.9718 | 9.1414
[6 empty] | 35.2372 | 0.54118 | 1.1045 | 1.9524 | 4.6689
[6 empty] | 37.6901 | 0.18186 | 0.37901 | 0.68531 | 1.6935
[6 empty] | 40 | 0.036736 | 0.077317 | 0.1414 | 0.35577
Many IR sources are on the ISO. 367, 248 and 232 mJy. Fluxes for this sheet are computed for a mean of 280 mJy @ 12 microns. Iras fluxes at 12 microns are scaled to this value for the 25 microns fluxes (scale value = 1.7).The fluxes at 60 and 100 mu are n
Extended emission also present. More cycles may be needed with the step and stare.
The three sources are considered point like.

## seneffr
A | B | C | 2026-07-30 | E | F | G | H | I | J | K | L | M | N | O | P | Q | R | S | T | U
|  |  | t_int= | E: 8; F: s; N: e; O: T
| documented |  | D= | E: 85; F: cm; I: RESULTS; J: RESULTS
| 2000-02-14 |  | t_tel= | E: 0.77; F: t_sce=; G: 0.95; M: sun; N: 3e-13; O: 4000
|  | l_max/D | t_align= | E: 0.9; I: continuum; J: line; M: zody; N: 4e-08; O: 270; P: elat; Q: 90
| sky | pix | f_stray | E: 1.2; I: mJy; J: Wm-2; M: gal; N: 2e-05; O: 25
| (phs-1cm-2 |  | cm-2 | E: sky el; F: noise; G: 2x2; H: 2x2; I: 1sigma; J: 1sigma; M: tel; N: 0.23; O: 15; R: grating
lambda | um-1sr-1) | arcsec | aomega | on det | int | perpix | perpix | PSS | PSS | R= | R_min= |  |  |  |  | trans | effic | slit | dqe | bg | AR |  | well | ff | R= |  | scratch |  |  | LOOKUP TABLES |  |  |  | chart scratch area
|  |  |  | E: s-1; G: flux; H: tint; K: 50; L: 62 |  | 2 x 16 | 110000 | 0.01 | 50 |  | figure |  | mirror |  | 2 x 16 |  | mirror | line | PSSCS (SL,LL)
|  |  |  | F: Short Lo; G: phot; H: source; M: beam; N: RN; P: i_D; Q: non-ge; R: blaze | opt at | enrectled | max flux | min flux | ESSC | ESSL | of merit |  | protective |  | enrectled |  | protective |  | PSSC (SH,LH) |  |  | FROZEN TABLE
|  |  |  | G: 1Jy; H: counts; K: lo-res; L: R; N: 30; P: 10; Q: 0.7125; R: 11.5; S: 0.6; U: 1 | 7.5 | energy % | Jy | mJy | MJy/sr | W/m^2sr | (FOM) | filter | coating |  | energy % | filter | coating | l | SL |  |  | PSSC vs bias
5.21 | 170677276.5017 | 1.8 | 3.0024e-07 | 0.39818 | 31.3558 | 17245.1627 | 10634.2382 | 2.9922 | 2.0002e-17 | 2.2797 | 86.1387 | 4 | 30 |  | 10 | 0.52471 | 0.86639 | 0.6 | 0.24484 | 1 | 1.2547 | 68.98 | 10.3436 | 0.0029955 | 7.4645 | 4.9898e-08 | 5.1969 | 0.85 | 1 | 5.21 | 68.98 | 0.85 | 1 | 5.21 | 2.2797 | lambda | 1.5 | 1.6 | 1.75 | 2
5.6501 | 250274122.8844 | 1.8 | 3.0024e-07 | 0.76853 | 31.403 | 15901.9009 | 12906.9084 | 2.5217 | 1.4333e-17 | 1.8449 | 93.415 | 4 | 30 |  | 10 | 0.60314 | 0.99589 | 0.6 | 0.28036 | 1 | 1.3249 | 67.54 | 8.5221 | 0.0047635 | 6.0408 | 3.4335e-08 | 3.4035 | 0.85 | 1 | 5.6501 | 67.54 | 0.85 | 1 | 5.6501 | 1.8449 | 20 | 0.48444 | 0.48444 | 0.48444 | 0.48444
6.1274 | 360550290.8018 | 1.8 | 3.0024e-07 | 1.1923 | 31.4569 | 14663.2687 | 12817.2159 | 2.58 | 1.2469e-17 | 1.8125 | 101.3059 | 4 | 30 |  | 10 | 0.57599 | 0.95107 | 0.6 | 0.31616 | 1 | 1.3777 | 66.59 | 8.5815 | 0.0074421 | 5.9348 | 2.8683e-08 | 3.2852 | 0.85 | 1 | 6.1274 | 66.59 | 0.85 | 1 | 6.1274 | 1.8125 | 20.4 | 0.4897 | 0.47737 | 0.46035 | 0.46814
6.645 | 501401943.925 | 1.8 | 3.0024e-07 | 1.5165 | 31.4981 | 13521.116 | 10809.264 | 3.0873 | 1.2687e-17 | 2.0828 | 109.8634 | 4 | 30 |  | 10 | 0.47418 | 0.78296 | 0.6 | 0.35124 | 1 | 1.4113 | 66.07 | 10.1753 | 0.011224 | 6.8198 | 2.8025e-08 | 4.3379 | 0.85 | 1 | 6.645 | 66.07 | 0.85 | 1 | 6.645 | 2.0828 | 20.9 | 0.51504 | 0.50685 | 0.49518 | 0.47983
7.2063 | 668748212.3137 | 1.8 | 3.0024e-07 | 1.6023 | 31.509 | 12467.9281 | 7896.0374 | 4.312 | 1.5067e-17 | 2.7934 | 119.1437 | 4 | 30 |  | 10 | 0.34261 | 0.56572 | 0.6 | 0.38509 | 1 | 1.4268 | 64.78 | 13.9294 | 0.016234 | 9.1466 | 3.196e-08 | 7.8031 | 0.85 | 1 | 7.2063 | 64.78 | 0.85 | 1 | 7.2063 | 2.7934 | 21.4 | 0.36003 | 0.35389 | 0.3452 | 0.33896
7.45 | 743292529.429 | 1.8 | 3.0024e-07 | 1.5555 | 31.5031 | 12060.0399 | 6671.115 | 5.2696 | 1.7228e-17 | 3.3574 | 123.1733 | 4 | 30 |  | 10 | 0.28912 | 0.47739 | 0.6 | 0.3986 | 1 | 1.4285 | 62.73 | 16.4871 | 0.018654 | 10.9934 | 3.594e-08 | 11.2722 | 0.85 | 1 | 7.45 | 62.73 | 0.85 | 1 | 7.45 | 3.3574 | 22 | 0.29557 | 0.29178 | 0.28636 | 0.28595
7.55 | 773891878.5969 | 1.8 | 3.0024e-07 | 2.8298 | 31.6645 | 23800.6086 | 11501.5508 | 3.1448 | 2.0021e-17 | 2.8148 | 62.4133 | 4 | 30 |  | 10 | 0.24923 | 0.36821 | 0.6 | 0.40395 | 1 | 1.4285 | 61.28 | 9.562 | 0.019683 | 9.2166 | 5.8677e-08 | 7.9229 | 0.95 | 1 | 7.55 | 61.28 | 0.95 | 1 | 7.55 | 2.8148 | 23.5314 | 0.26729 | 0.26279 | 0.25643 | 0.25566
8.1878 | 965222100.5567 | 1.8 | 3.0024e-07 | 5.6364 | 32.0171 | 21946.7295 | 16937.4297 | 2.2054 | 1.1938e-17 | 1.8955 | 67.6855 | 4 | 30 |  | 10 | 0.37712 | 0.5651 | 0.6 | 0.42635 | 1 | 1.4212 | 60 | 6.4918 | 0.026622 | 6.2065 | 3.3598e-08 | 3.5928 | 0.95 | 0.98592 | 8.1878 | 60 | 0.95 | 0.98592 | 8.1878 | 1.8955 | 25.1695 | 0.23601 | 0.22959 | 0.22083 | 0.21089
8.8794 | 1156196830.1591 | 1.8 | 3.0024e-07 | 8.1246 | 32.3264 | 20237.2529 | 18794.0838 | 2.0202 | 9.2985e-18 | 1.6673 | 73.403 | 4 | 30 |  | 10 | 0.45949 | 0.74435 | 0.6 | 0.42107 | 1 | 1.4036 | 59.6 | 5.8494 | 0.034584 | 5.4594 | 2.5129e-08 | 2.7799 | 0.95 | 0.912 | 8.8794 | 59.6 | 0.95 | 0.912 | 8.8794 | 1.6673 | 26.9215 | 0.28385 | 0.27527 | 0.26367 | 0.25687
9.6295 | 1333543436.9724 | 1.8 | 3.0024e-07 | 11.6438 | 32.759 | 18660.931 | 21533.7927 | 1.7991 | 7.0412e-18 | 1.4259 | 79.6035 | 4 | 30 |  | 10 | 0.58115 | 0.88186 | 0.6 | 0.41367 | 1 | 1.3789 | 59.19 | 5.1039 | 0.043258 | 4.6688 | 1.8272e-08 | 2.0331 | 0.95 | 0.9736 | 9.6295 | 59.19 | 0.95 | 0.9736 | 9.6295 | 1.4259 | 28.7955 | 0.27389 | 0.26192 | 0.24642 | 0.23089
10.4429 | 1485079426.8744 | 1.8 | 3.0024e-07 | 14.1427 | 33.0627 | 17207.3921 | 21656.9914 | 1.824 | 6.0697e-18 | 1.3881 | 86.3277 | 4 | 30 |  | 10 | 0.64745 | 0.96674 | 0.6 | 0.40498 | 1 | 1.3499 | 58.59 | 5.074 | 0.052243 | 4.5452 | 1.5125e-08 | 1.9269 | 0.95 | 0.98944 | 10.4429 | 58.59 | 0.95 | 0.98944 | 10.4429 | 1.3881 | 30.8 | 0.29857 | 0.28377 | 0.26493 | 0.23766
11.325 | 1601240482.8603 | 1.8 | 3.0024e-07 | 15.5625 | 33.234 | 15867.0724 | 20380.7484 | 1.9796 | 5.6015e-18 | 1.4467 | 93.62 | 4 | 30 |  | 10 | 0.67634 | 0.99921 | 0.6 | 0.39565 | 1 | 1.3188 | 57.66 | 5.3911 | 0.061087 | 4.7371 | 1.3404e-08 | 2.093 | 0.95 | 1 | 11.325 | 57.66 | 0.95 | 1 | 11.325 | 1.4467 | 32.944 | 0.56494 | 0.52667 | 0.47979 | 0.43082
12.2816 | 1676052318.6537 | 1.8 | 3.0024e-07 | 15.7015 | 33.2507 | 14631.153 | 18114.7652 | 2.2782 | 5.4811e-18 | 1.5987 | 101.5282 | 4 | 30 |  | 10 | 0.6679 | 0.98675 | 0.6 | 0.38619 | 1 | 1.2873 | 56.4 | 6.0655 | 0.069342 | 5.2349 | 1.2595e-08 | 2.556 | 0.95 | 1 | 12.2816 | 56.4 | 0.95 | 1 | 12.2816 | 1.5987 | 35.2372 | 1.0251 | 0.9222 | 0.80502 | 0.69066
13.3191 | 1707445300.2533 | 1.8 | 3.0024e-07 | 14.8751 | 33.1512 | 13491.5019 | 15533.6093 | 2.7246 | 5.5738e-18 | 1.8361 | 110.1045 | 4 | 30 |  | 10 | 0.63634 | 0.94012 | 0.6 | 0.37695 | 1 | 1.2565 | 54.83 | 7.0738 | 0.076608 | 6.012 | 1.2299e-08 | 3.3711 | 0.95 | 1 | 13.3191 | 54.83 | 0.95 | 1 | 13.3191 | 1.8361 | 37.6901 | 2.6895 | 2.2347 | 1.7911 | 1.3437
14 | 1705732065.4305 | 1.8 | 3.0024e-07 | 14.0104 | 33.0467 | 12835.3282 | 13933.1105 | 3.2126 | 5.9483e-18 | 2.1116 | 115.7333 | 4 | 30 |  | 10 | 0.60878 | 0.8994 | 0.6 | 0.37148 | 1 | 1.2383 | 51.68 | 7.8868 | 0.080444 | 6.9142 | 1.2802e-08 | 4.4588 | 0.95 | 1 | 14 | 51.68 | 0.95 | 1 | 14 | 2.1116 | 40 | 12.9739 | 9.3008 | 6.5467 | 3.646
|  |  | median | E: 14.0104; F: 33.0467; H: staring 1-sigma; J: FOM; K: 1.9966; Q: median; R: 0.88186 |  |  | 5.074 | 0.080444 | 5.4594
|  |  | actual | E: 10; H: staring SEP 5/500; J: required; K: 0.55
|  |  | BLIP res | E: 40.1044; J: margin%; K: -94.4905
[5 empty] | Long Lo | [5 empty] | R_min= |  |  |  |  | non-ge | blaze |  | Sb bias
|  |  |  | L: 62; Q: 0.646; R: 30.8; T: 1.6; U: 1 | 20 | [12 empty] | lambda | LL
25.1695 | 982009944.1627 | 4.8 | 2.1351e-06 | 116.2124 | 45.4939 | 19990.2926 | 15702.1906 | 2.9607 | 4.749e-18 | 2.4286 | 74.3098 | 4 | 30 |  | 30 | 0.32784 | 0.84583 | 0.6 | 0.49915 | 1 | 1.1943 | 68.5 | 6.9462 | 0.59208 | 1.1183 | 1.7937e-09 | 5.8983 | 0.6 | 1 | 14 | 77.2 | 0.4 | 1 | 25.1695 | 2.4286
15.6 | 1652314760.9928 | 4.8 | 2.1351e-06 | 107.8327 | 44.7511 | 16126.438 | 13971.1023 | 2.9737 | 6.2083e-18 | 2.1909 | 92.1143 | 4 | 30 |  | 30 | 0.45122 | 0.99784 | 0.6 | 0.4 | 1 | 1.1785 | 75.4 | 7.8116 | 0.61746 | 1.0088 | 2.1061e-09 | 4.8 | 0.7 | 1 | 15.6 | 75.4 | 0.7 | 1 | 15.6 | 2.1909
16.5 | 1601626584.2275 | 4.8 | 2.1351e-06 | 98.7661 | 43.9332 | 15246.8141 | 12481.313 | 3.3162 | 6.1886e-18 | 2.3757 | 97.4286 | 4 | 30 |  | 30 | 0.42636 | 0.94286 | 0.6 | 0.4 | 1 | 1.2067 | 74.3 | 8.7499 | 0.63305 | 1.0939 | 2.0414e-09 | 5.6438 | 0.7 | 1 | 16.5 | 74.3 | 0.7 | 1 | 16.5 | 2.3757
17.2 | 1555818168.1198 | 4.8 | 2.1351e-06 | 87.9098 | 42.9334 | 14626.3042 | 10971.0418 | 3.6671 | 6.2978e-18 | 2.573 | 101.5619 | 4 | 30 |  | 30 | 0.39067 | 0.86394 | 0.6 | 0.4 | 1 | 1.2222 | 74.7 | 9.9623 | 0.64103 | 1.1848 | 2.0347e-09 | 6.6205 | 0.7 | 1 | 17.2 | 74.7 | 0.7 | 1 | 17.2 | 2.573
18.3973 | 1469586832.2721 | 4.8 | 2.1351e-06 | 68.5372 | 41.0889 | 13674.4226 | 8465.9347 | 4.616 | 6.9292e-18 | 3.1317 | 108.6317 | 4 | 30 |  | 30 | 0.31474 | 0.69602 | 0.6 | 0.4098 | 1 | 1.2382 | 73.6 | 12.9285 | 0.64765 | 1.442 | 2.1646e-09 | 9.8074 | 0.7 | 1 | 18.3973 | 73.6 | 0.7 | 1 | 18.3973 | 3.1317
20 | 1347544277.518 | 4.8 | 2.1351e-06 | 32.4543 | 37.4117 | 12578.6217 | 4021.5833 | 10.5885 | 1.3449e-17 | 6.8897 | 118.0952 | 4 | 30 |  | 30 | 0.18405 | 0.47131 | 0.6 | 0.3619 | 1 | 1.2433 | 61.5 | 27.2879 | 0.6456 | 3.1724 | 4.0295e-09 | 47.4683 | 0.65 | 0.93 | 20 | 61.5 | 0.65 | 0.93 | 20 | 6.8897
20.4 | 1316955448.4633 | 4.8 | 2.1351e-06 | 25.2427 | 36.6325 | 12331.982 | 3137.8468 | 11.3344 | 1.3837e-17 | 7.3024 | 120.4571 | 4 | 30 |  | 30 | 0.1392 | 0.42126 | 0.6 | 0.38083 | 1 | 1.2424 | 72.1 | 34.9915 | 0.64357 | 3.3625 | 4.105e-09 | 53.3253 | 0.55 | 0.93 | 20.4 | 72.1 | 0.55 | 0.93 | 20.4 | 7.3024
20.9 | 1278973618.9545 | 4.8 | 2.1351e-06 | 16.9569 | 35.7163 | 12036.9585 | 2118.5408 | 16.3679 | 1.9038e-17 | 10.4185 | 123.4095 | 4 | 30 |  | 30 | 0.098212 | 0.36328 | 0.6 | 0.37335 | 1 | 1.2403 | 72.1 | 51.8585 | 0.64032 | 4.7973 | 5.5798e-09 | 108.5442 | 0.45 | 0.93 | 20.9 | 72.1 | 0.45 | 0.93 | 20.9 | 10.4185
21.4 | 1241424391.2694 | 4.8 | 2.1351e-06 | 68.8474 | 41.1191 | 23511.4423 | 8654.6777 | 4.6127 | 1.0235e-17 | 4.1034 | 63.181 | 4 | 30 |  | 30 | 0.16728 | 0.50624 | 0.6 | 0.45845 | 1 | 1.2373 | 72.1 | 12.6463 | 0.63639 | 1.8895 | 4.1924e-09 | 16.8382 | 0.55 | 0.93 | 21.4 | 72.1 | 0.55 | 0.93 | 21.4 | 4.1034
22 | 1197120093.3883 | 4.8 | 2.1351e-06 | 91.3128 | 43.2493 | 22870.2212 | 11578.9409 | 3.6671 | 7.6988e-18 | 3.2174 | 64.9524 | 4 | 30 |  | 30 | 0.22201 | 0.57279 | 0.6 | 0.4751 | 1 | 1.2326 | 71.3 | 9.4369 | 0.63089 | 1.4815 | 3.1103e-09 | 10.3517 | 0.6 | 1 | 22 | 71.3 | 0.6 | 1 | 22 | 3.2174
23.5314 | 1088827446.3511 | 4.8 | 2.1351e-06 | 100.8279 | 44.1206 | 21381.8244 | 13142.2932 | 3.3571 | 6.1606e-18 | 2.848 | 69.4737 | 4 | 30 |  | 30 | 0.28023 | 0.72298 | 0.6 | 0.45696 | 1 | 1.2164 | 70 | 8.3085 | 0.61376 | 1.3114 | 2.4065e-09 | 8.1113 | 0.6 | 1 | 23.5314 | 70 | 0.6 | 1 | 23.5314 | 2.848
25.1695 | 982009944.1627 | 4.8 | 2.1351e-06 | 116.2124 | 45.4939 | 19990.2926 | 15702.1906 | 2.9607 | 4.749e-18 | 2.4286 | 74.3098 | 4 | 30 |  | 30 | 0.32784 | 0.84583 | 0.6 | 0.49915 | 1 | 1.1943 | 68.5 | 6.9462 | 0.59208 | 1.1183 | 1.7937e-09 | 5.8983 | 0.6 | 1 | 25.1695 | 68.5 | 0.6 | 1 | 25.1695 | 2.4286
26.9215 | 878842685.4716 | 4.8 | 2.1351e-06 | 79.3672 | 42.13 | 18689.3219 | 11202.8327 | 3.9232 | 5.5003e-18 | 3.1116 | 79.4826 | 4 | 30 |  | 30 | 0.33652 | 0.93356 | 0.6 | 0.3711 | 1 | 1.1666 | 67.1 | 9.7623 | 0.56676 | 1.4328 | 2.0088e-09 | 9.6823 | 0.6 | 0.93 | 26.9215 | 67.1 | 0.6 | 0.93 | 26.9215 | 3.1116
28.7955 | 780951174.9765 | 4.8 | 2.1351e-06 | 77.7044 | 41.9718 | 17473.0185 | 11539.689 | 3.8752 | 4.7489e-18 | 2.9719 | 85.0154 | 4 | 30 |  | 30 | 0.38146 | 0.98416 | 0.6 | 0.36069 | 1 | 1.1324 | 65.7 | 9.4784 | 0.53869 | 1.3684 | 1.677e-09 | 8.8321 | 0.6 | 1 | 28.7955 | 65.7 | 0.6 | 1 | 28.7955 | 2.9719
30.8 | 689464587.653 | 4.8 | 2.1351e-06 | #DIV/0! | #DIV/0! | 16335.8723 | #DIV/0! | #DIV/0! | #DIV/0! | #DIV/0! | 90.9333 | 4 | 30 |  | 30 | #DIV/0! | #DIV/0! | 0.6 | 0.32025 | 1 | 1.0881 | 64.3 | #DIV/0! | #DIV/0! | #DIV/0! | #DIV/0! | #DIV/0! | 0.6 | 1 | 30.8 | 64.3 | 0.6 | 1 | 30.8 | #DIV/0!
32.944 | 605085607.5134 | 4.8 | 2.1351e-06 | 24.0831 | 36.5057 | 15272.7317 | 4034.7601 | 10.1498 | 9.5028e-18 | 7.2772 | 97.2632 | 4 | 30 |  | 30 | 0.25482 | 0.98614 | 0.6 | 0.21599 | 1 | 1.0236 | 62.4 | 27.2153 | 0.47751 | 3.3509 | 3.1373e-09 | 52.9583 | 0.4 | 1 | 32.944 | 62.4 | 0.4 | 1 | 32.944 | 7.2772
35.2372 | 528171130.8594 | 4.8 | 2.1351e-06 | 11.2801 | 35.0748 | 14278.7804 | 2024.1113 | 20.116 | 1.6462e-17 | 13.9457 | 104.0338 | 4 | 30 |  | 30 | 0.19616 | 0.94891 | 0.6 | 0.15055 | 1 | 0.91105 | 60.3 | 54.3003 | 0.44583 | 6.4214 | 5.255e-09 | 194.4816 | 0.32 | 1 | 35.2372 | 60.3 | 0.32 | 1 | 35.2372 | 13.9457
37.6901 | 458827102.5047 | 4.8 | 2.1351e-06 | 3.9902 | 34.2333 | 13349.5156 | 770.5807 | 53.9892 | 3.8619e-17 | 36.1903 | 111.2756 | 4 | 30 |  | 30 | 0.20231 | 0.89478 | 0.6 | 0.059442 | 1 | 0.69275 | 57.6 | 142.7081 | 0.41426 | 16.6642 | 1.192e-08 | 1309.7352 | 0.35 | 1 | 37.6901 | 57.6 | 0.35 | 1 | 37.6901 | 36.1903
40 | 403826054.7489 | 4.8 | 2.1351e-06 | 0.87036 | 33.8668 | 12335.5622 | 176.4695 | 239.7027 | 1.5223e-16 | 155.9703 | 118.0952 | 4.0788 | 30 |  | 30 | 0.20021 | 0.83764 | 0.6 | 0.014886 | 1 | 0.47654 | 55.5 | 623.2976 | 0.39457 | 70.4303 | 4.4729e-08 | 24326.7212 | 0.37 | 1 | 40 | 55.5 | 0.37 | 1 | 40 | 155.9703
|  |  | median | E: #DIV/0!; F: #DIV/0!; G: median; H: staring 1-sigma; J: FOM; K: #DIV/0!; Q: median; R: #DIV/0! |  | 68.5 | #DIV/0! | #DIV/0! | #DIV/0!
|  |  | actual | E: 30; H: staring SEP 5/500; J: required; K: 1.5 |  | median
|  |  | BLIP res | E: #DIV/0!; J: margin%; K: #DIV/0!
[5 empty] | Short Hi | [10 empty] | non | pred
|  |  |  | N: RN; P: i_D; Q: pred; R: blaze |  |  |  |  | full R
|  |  |  | Q: 0.48046; R: 12.5; S: 0.6; U: 1 | 13.33 | [12 empty] | lambda | SH
10 | 1407969222.4697 | 2.4 | 5.3376e-07 | 1.5634 | 31.5041 | 2475.7922 | 1483.305 | 25.2847 | 1.2642e-17 | 7.2991 | 600 | 4 | 30 |  | 10 | 0.347 | 0.81057 | 0.6 | 0.35971 | 1 | 1.199 | 58.8 | 74.1503 | 0.084319 | 46.5703 | 2.3285e-08 | 1.5983e-34 | 0.9 | 0.99 | 10 | 58.8 | 0.9 | 0.99 | 10 | 25.2847
11 | 1564061293.0474 | 2.4 | 5.3376e-07 | 2.1736 | 31.5815 | 2475.7922 | 1687.7003 | 22.6233 | 1.0283e-17 | 6.5308 | 600 | 4 | 30 |  | 10 | 0.38401 | 0.9403 | 0.6 | 0.36982 | 1 | 1.2327 | 57.9 | 65.1671 | 0.10303 | 41.6686 | 1.894e-08 | 1.0575e-34 | 0.85 | 1 | 11 | 57.9 | 0.85 | 1 | 11 | 22.6233
12 | 1659065869.0345 | 2.4 | 5.3376e-07 | 2.789 | 31.6593 | 2475.7922 | 1871.3892 | 20.7395 | 8.6415e-18 | 5.987 | 600 | 4 | 30 |  | 10 | 0.4204 | 0.9943 | 0.6 | 0.37458 | 1 | 1.2486 | 57.1 | 58.7679 | 0.11923 | 38.1989 | 1.5916e-08 | 7.4675e-35 | 0.88 | 1 | 12 | 57.1 | 0.88 | 1 | 12 | 20.7395
13 | 1702579907.4743 | 2.4 | 5.3376e-07 | 3.1804 | 31.7087 | 2475.7922 | 1919.5081 | 20.835 | 8.0135e-18 | 6.0146 | 600 | 4 | 30 |  | 10 | 0.43032 | 0.99514 | 0.6 | 0.37536 | 1 | 1.2512 | 55.5 | 57.2931 | 0.13255 | 38.3748 | 1.476e-08 | 6.4216e-35 | 0.9 | 1 | 13 | 55.5 | 0.9 | 1 | 13 | 20.835
14 | 1705732065.4305 | 2.4 | 5.3376e-07 | 3.3021 | 31.7241 | 2475.7922 | 1847.1603 | 21.0546 | 7.5195e-18 | 6.0779 | 600 | 4 | 30 |  | 10 | 0.41633 | 0.9628 | 0.6 | 0.37335 | 1 | 1.2445 | 57.1 | 59.5366 | 0.14301 | 38.7791 | 1.385e-08 | 5.6543e-35 | 0.9 | 1 | 14 | 57.1 | 0.9 | 1 | 14 | 21.0546
15 | 1678970206.2624 | 2.4 | 5.3376e-07 | 3.1911 | 31.7101 | 2475.7922 | 1692.6374 | 23.0878 | 7.6959e-18 | 6.6649 | 600 | 4 | 30 |  | 10 | 0.38555 | 0.91189 | 0.6 | 0.36942 | 1 | 1.2314 | 56.8 | 64.9723 | 0.15082 | 42.5241 | 1.4175e-08 | 5.9228e-35 | 0.88 | 1 | 15 | 56.8 | 0.88 | 1 | 15 | 23.0878
16 | 1631153420.9272 | 2.4 | 5.3376e-07 | 3.1157 | 31.7006 | 2475.7922 | 1594.7641 | 24.715 | 7.7234e-18 | 7.1346 | 600 | 4 | 30 |  | 10 | 0.36849 | 0.85216 | 0.6 | 0.36418 | 1 | 1.2139 | 56.3 | 68.9601 | 0.1563 | 45.521 | 1.4225e-08 | 5.9651e-35 | 0.9 | 1 | 16 | 56.3 | 0.9 | 1 | 16 | 24.715
17 | 1569353110.0733 | 2.4 | 5.3376e-07 | 2.9014 | 31.6735 | 2475.7922 | 1452.7762 | 27.9514 | 8.221e-18 | 8.0689 | 600 | 4 | 30 |  | 10 | 0.34149 | 0.78972 | 0.6 | 0.35799 | 1 | 1.1933 | 54.6 | 75.7011 | 0.15977 | 51.4819 | 1.5142e-08 | 6.7585e-35 | 0.9 | 1 | 17 | 54.6 | 0.9 | 1 | 17 | 27.9514
18 | 1498987598.8485 | 2.4 | 5.3376e-07 | 2.5353 | 31.6272 | 2475.7922 | 1255.2309 | 33.7882 | 9.3856e-18 | 9.7538 | 600 | 4 | 30 |  | 10 | 0.30089 | 0.7282 | 0.6 | 0.35104 | 1 | 1.1701 | 52.2 | 87.6171 | 0.16159 | 62.2325 | 1.7287e-08 | 8.809e-35 | 0.86 | 1 | 18 | 52.2 | 0.86 | 1 | 18 | 33.7882
19.5 | 1385871171.63 | 2.4 | 5.3376e-07 | 1.7547 | 31.5284 | 2475.7922 | 867.3749 | 48.2816 | 1.238e-17 | 13.9377 | 600 | 4 | 30 |  | 10 | 0.21507 | 0.64177 | 0.6 | 0.33936 | 1 | 1.1312 | 52.7 | 126.8033 | 0.16184 | 88.9271 | 2.2802e-08 | 1.5326e-34 | 0.75 | 0.93 | 19.5 | 52.7 | 0.75 | 0.93 | 19.5 | 48.2816
|  |  |  | E: 2.8452; G: staring 1-sigma; I: FOM; J: 9.4277e-18; K: min/max con; M: 1.9095; Q: median; R: 0.82094 |  |  | 57.2931 | 0.16184
[6 empty] | staring SEP 5/500 |  | required | 3e-18 | min/max line |  | 1.0212
[8 empty] | margin% | -93.6358
Long Hi
|  |  |  | Q: 0.4256; R: 25.5; S: 0.6; U: 1 | 25 | [6 empty] | filter | protect |  |  |  |  | lambda | LH
19.3 | 1401183690.9481 | 4.8 | 2.1351e-06 | 4.5505 | 34.2987 | 2475.7922 | 561.9548 | 63.7676 | 1.652e-17 | 18.4081 | 600 | 4 | 30 |  | 30 | 0.10478 | 0.70339 | 0.6 | 0.45131 | 1 | 1.3387 | 67 | 195.6805 | 0.64781 | 29.3624 | 7.6068e-09 | 2.7291e-34 | 0.35 | 1 | 19.3 | 67 | 0.35 | 1 | 19.3 | 63.7676
20.5 | 1309331797.5523 | 4.8 | 2.1351e-06 | 8.0693 | 34.7067 | 2475.7922 | 1003.9943 | 36.1165 | 8.8089e-18 | 10.4259 | 600 | 4 | 30 |  | 30 | 0.21395 | 0.81899 | 0.6 | 0.39489 | 1 | 1.3739 | 67 | 109.4981 | 0.64298 | 16.6302 | 4.0561e-09 | 7.7597e-35 | 0.66 | 0.93 | 20.5 | 67 | 0.66 | 0.93 | 20.5 | 36.1165
22.1242 | 1188069295.8134 | 4.8 | 2.1351e-06 | 11.6015 | 35.1114 | 2475.7922 | 1474.0153 | 25.6526 | 5.7974e-18 | 7.4053 | 600 | 4 | 30 |  | 30 | 0.26003 | 0.92571 | 0.6 | 0.47701 | 1 | 1.4024 | 65 | 74.5631 | 0.62965 | 11.812 | 2.6695e-09 | 3.361e-35 | 0.66 | 1 | 22.1242 | 65 | 0.66 | 1 | 22.1242 | 25.6526
23.877 | 1065475006.8443 | 4.8 | 2.1351e-06 | 11.6245 | 35.114 | 2475.7922 | 1525.9777 | 25.5676 | 5.354e-18 | 7.3807 | 600 | 4 | 30 |  | 30 | 0.27665 | 0.98489 | 0.6 | 0.46415 | 1 | 1.4134 | 63 | 72.024 | 0.60942 | 11.7729 | 2.4653e-09 | 2.8665e-35 | 0.66 | 1 | 23.877 | 63 | 0.66 | 1 | 23.877 | 25.5676
25.2 | 980112900.792 | 4.8 | 2.1351e-06 | 11.3855 | 35.0868 | 2475.7922 | 1539.4741 | 26.59 | 5.2758e-18 | 7.6759 | 600 | 4 | 30 |  | 30 | 0.26111 | 0.99953 | 0.6 | 0.49612 | 1 | 1.4113 | 60 | 71.3938 | 0.59166 | 12.2436 | 2.4293e-09 | 2.7834e-35 | 0.66 | 0.93 | 25.2 | 60 | 0.66 | 0.93 | 25.2 | 26.59
27.1966 | 863685446.892 | 4.8 | 2.1351e-06 | 7.9659 | 34.6948 | 2475.7922 | 1132.5703 | 35.7393 | 6.5706e-18 | 10.317 | 600 | 4 | 30 |  | 30 | 0.26051 | 0.98726 | 0.6 | 0.36583 | 1 | 1.3951 | 60 | 97.0679 | 0.56268 | 16.4565 | 3.0255e-09 | 4.3172e-35 | 0.62 | 1 | 27.1966 | 60 | 0.62 | 1 | 27.1966 | 35.7393
29.3513 | 754273664.8505 | 4.8 | 2.1351e-06 | 7.8821 | 34.6851 | 2475.7922 | 1188.9997 | 35.2072 | 5.9976e-18 | 10.1634 | 600 | 4 | 30 |  | 30 | 0.28142 | 0.94463 | 0.6 | 0.35552 | 1 | 1.3623 | 58 | 92.4617 | 0.53033 | 16.2115 | 2.7616e-09 | 3.5971e-35 | 0.7 | 1 | 29.3513 | 58 | 0.7 | 1 | 29.3513 | 35.2072
31 | 681031902.812 | 4.8 | 2.1351e-06 | 6.4374 | 34.5181 | 2475.7922 | 1018.305 | 42.372 | 6.8342e-18 | 12.2317 | 600 | 4 | 30 |  | 30 | 0.26832 | 0.90064 | 0.6 | 0.31935 | 1 | 1.3258 | 56 | 107.9721 | 0.50573 | 19.5106 | 3.1469e-09 | 4.6706e-35 | 0.7 | 1 | 31 | 56 | 0.7 | 1 | 31 | 42.372
34.2 | 561387597.4472 | 4.8 | 2.1351e-06 | 1.609 | 33.954 | 2475.7922 | 279.8679 | 154.409 | 2.2574e-17 | 44.574 | 600 | 4 | 30 |  | 30 | 0.13352 | 0.80443 | 0.6 | 0.17638 | 1 | 1.2059 | 55 | 392.9965 | 0.45992 | 71.0992 | 1.0395e-08 | 5.096e-34 | 0.39 | 1 | 34.2 | 55 | 0.39 | 1 | 34.2 | 154.409
36.9096 | 479579886.1042 | 4.8 | 2.1351e-06 | 0.60884 | 33.8359 | 2475.7922 | 114.8692 | 389.0422 | 5.2702e-17 | 112.3068 | 600 | 4 | 30 |  | 30 | 0.11687 | 0.72261 | 0.6 | 0.082711 | 1 | 0.99012 | 53 | 957.5682 | 0.42403 | 179.1384 | 2.4267e-08 | 2.7775e-33 | 0.38 | 1 | 36.9096 | 53 | 0.38 | 1 | 36.9096 | 389.0422
|  |  | median | E: 7.924; F: 34.6899; G: staring 1-sigma; I: FOM; J: 1.0935e-17; K: min/max con; M: 6.1009; Q: median; R: 0.91318 |  |  | 71.3938 | 0.64781
[6 empty] | staring SEP 5/500 |  | required | 3e-18 | min/max line |  | 3.1902
[8 empty] | margin% | -94.5128
|  |  |  | AOT SUMMARY TABLES | [6 empty] | AOT SUMMARY TABLES
|  |  |  | SL PSSCS (mJy) |  | 2026-07-30 | [5 empty] | SL saturation limit (Jy)
|  |  |  | AOT | times |  | benchmark |  |  |  |  | AOT | times
|  | 2.2797 | 6 | E: 14; F: 60; G: 240; H: 512; I: test; K: 10.3436; L: 8; M: 16; N: 64; O: 256
|  | 5.21 | 3.0072 | E: 1.3434; F: 0.37842; G: 0.14122; H: 0.08962; I: 2.2797; K: 5.21; L: 10.3436; M: 5.1717; N: 1.2927; O: 0.32295
|  | 5.6501 | 2.4328 | E: 1.0882; F: 0.308; G: 0.11559; H: 0.073512; I: 1.8449; K: 5.6501; L: 8.5221; M: 4.2608; N: 1.0648; O: 0.26585
|  | 6.1274 | 2.3892 | E: 1.0703; F: 0.30455; G: 0.11502; H: 0.073309; I: 1.8125; K: 6.1274; L: 8.5815; M: 4.2904; N: 1.072; O: 0.26745
|  | 6.645 | 2.7446 | E: 1.2309; F: 0.35166; G: 0.13342; H: 0.085176; I: 2.0828; K: 6.645; L: 10.1753; M: 5.0871; N: 1.2709; O: 0.31689
|  | 7.2063 | 3.6807 | E: 1.6512; F: 0.47225; G: 0.17938; H: 0.11457; I: 2.7934; K: 7.2063; L: 13.9294; M: 6.9639; N: 1.7398; O: 0.43372
|  | 7.45 | 4.4241 | E: 1.9844; F: 0.56721; G: 0.21531; H: 0.13748; I: 3.3574; K: 7.45; L: 16.4871; M: 8.2426; N: 2.0593; O: 0.51342
|  | 7.55 | 3.7047 | E: 1.669; F: 0.48433; G: 0.18691; H: 0.12004; I: 2.8148; K: 7.55; L: 9.562; M: 4.78; N: 1.1935; O: 0.2969
|  | 8.1878 | 2.4884 | E: 1.1316; F: 0.33843; G: 0.13461; H: 0.087296; I: 1.8955; K: 8.1878; L: 6.4918; M: 3.2446; N: 0.80915; O: 0.20029
|  | 8.8794 | 2.1842 | E: 1.0011; F: 0.30658; G: 0.12457; H: 0.081311; I: 1.6673; K: 8.8794; L: 5.8494; M: 2.923; N: 0.72815; O: 0.17944
|  | 9.6295 | 1.8624 | E: 0.86267; F: 0.27212; G: 0.11327; H: 0.074443; I: 1.4259; K: 9.6295; L: 5.1039; M: 2.5498; N: 0.63421; O: 0.15531
|  | 10.4429 | 1.8095 | E: 0.84413; F: 0.27129; G: 0.1145; H: 0.075543; I: 1.3881; K: 10.4429; L: 5.074; M: 2.5344; N: 0.62967; O: 0.1535
|  | 11.325 | 1.8838 | E: 0.88224; F: 0.28634; G: 0.12171; H: 0.080446; I: 1.4467; K: 11.325; L: 5.3911; M: 2.6925; N: 0.66855; O: 0.16256
|  | 12.2816 | 2.0815 | E: 0.9752; F: 0.31681; G: 0.13475; H: 0.089079; I: 1.5987; K: 12.2816; L: 6.0655; M: 3.0293; N: 0.75212; O: 0.18283
|  | 13.3191 | 2.392 | E: 1.1182; F: 0.36121; G: 0.15302; H: 0.10105; I: 1.8361; K: 13.3191; L: 7.0738; M: 3.533; N: 0.87752; O: 0.21363
|  | 14 | 2.7529 | E: 1.2837; F: 0.41218; G: 0.17385; H: 0.11468; I: 2.1116; K: 14; L: 7.8868; M: 3.9394; N: 0.97881; O: 0.23867
|  |  |  | LL PSSCS (mJy) | [7 empty] | LL saturation limit (Jy)
|  |  |  | AOT | times |  | benchmark |  |  |  |  | AOT | times
|  | 2.4286 | 6 | E: 14; F: 30; G: 120; H: 512; I: test; K: 6.9462; L: 8; M: 16; N: 32; O: 128
|  | 14 | 4.5328 | E: 2.3674; F: 1.4206; G: 0.63754; H: 0.299; I: 2.4286; K: 14; L: 14.0417; M: 6.9923; N: 3.4675; O: 0.82398
|  | 15.6 | 2.7127 | E: 1.4881; F: 0.92637; G: 0.43102; H: 0.2045; I: 2.1909; K: 15.6; L: 7.8116; M: 3.875; N: 1.9066; O: 0.43034
|  | 16.5 | 2.9487 | E: 1.6064; F: 0.99517; G: 0.46098; H: 0.21842; I: 2.3757; K: 16.5; L: 8.7499; M: 4.3433; N: 2.14; O: 0.48752
|  | 17.2 | 3.2037 | E: 1.7296; F: 1.0646; G: 0.49013; H: 0.23179; I: 2.573; K: 17.2; L: 9.9623; M: 4.9491; N: 2.4425; O: 0.56255
|  | 18.3973 | 3.9243 | E: 2.0794; F: 1.2621; G: 0.57317; H: 0.26987; I: 3.1317; K: 18.3973; L: 12.9285; M: 6.4319; N: 3.1835; O: 0.74731
|  | 20 | 8.1999 | E: 4.162; F: 2.4369; G: 1.0642; H: 0.49437; I: 6.8897; K: 20; L: 25.3732; M: 12.6543; N: 6.2949; O: 1.5253
|  | 20.4 | 8.7143 | E: 4.3679; F: 2.5277; G: 1.0885; H: 0.50303; I: 7.3024; K: 20.4; L: 32.5376; M: 16.2366; N: 8.0861; O: 1.9733
|  | 20.9 | 12.4745 | E: 6.1526; F: 3.5046; G: 1.479; H: 0.67814; I: 10.4185; K: 20.9; L: 48.2239; M: 24.0799; N: 12.008; O: 2.954
|  | 21.4 | 4.8311 | E: 2.5744; F: 1.5693; G: 0.71578; H: 0.33749; I: 4.1034; K: 21.4; L: 11.7566; M: 5.8465; N: 2.8914; O: 0.67512
|  | 22 | 4.002 | E: 2.1669; F: 1.3366; G: 0.6166; H: 0.29178; I: 3.2174; K: 22; L: 9.4369; M: 4.6869; N: 2.3119; O: 0.53066
|  | 23.5314 | 3.533 | E: 1.9279; F: 1.1957; G: 0.55444; H: 0.26279; I: 2.848; K: 23.5314; L: 8.3085; M: 4.1236; N: 2.0311; O: 0.46174
|  | 25.1695 | 3.0007 | E: 1.656; F: 1.035; G: 0.48335; H: 0.22959; I: 2.4286; K: 25.1695; L: 6.9462; M: 3.4435; N: 1.6921; O: 0.37863
|  | 26.9215 | 3.6542 | E: 1.9683; F: 1.2095; G: 0.55597; H: 0.26279; I: 3.1116; K: 26.9215; L: 9.0749; M: 4.5091; N: 2.2262; O: 0.51405
|  | 28.7955 | 3.7124 | E: 1.9854; F: 1.2136; G: 0.55502; H: 0.26192; I: 2.9719; K: 28.7955; L: 9.4784; M: 4.7123; N: 2.3292; O: 0.5419
|  | 30.8 | #DIV/0! | E: #DIV/0!; F: #DIV/0!; G: #DIV/0!; H: #DIV/0!; I: #DIV/0!; K: 30.8; L: #DIV/0!; M: #DIV/0!; N: #DIV/0!; O: #DIV/0!
|  | 32.944 | 9.3009 | E: 4.6371; F: 2.6699; G: 1.1424; H: 0.52667; I: 7.2772; K: 32.944; L: 27.2153; M: 13.5838; N: 6.768; O: 1.6562
|  | 35.2372 | 17.9595 | E: 8.7344; F: 4.903; G: 2.028; H: 0.9222; I: 13.9457; K: 35.2372; L: 54.3003; M: 27.1278; N: 13.5416; O: 3.352
|  | 37.6901 | 46.8332 | E: 22.4074; F: 12.3518; G: 4.973; H: 2.2347; I: 36.1903; K: 37.6901; L: 142.7081; M: 71.3333; N: 35.6459; O: 8.8804
|  | 40 | 202.2857 | E: 96.0531; F: 52.4807; G: 20.8336; H: 9.3008; I: 155.9703; K: 40; L: 623.2976; M: 311.6291; N: 155.7948; O: 38.9191
|  |  |  | SH PSSL (Wm-2) | [7 empty] | SH saturation limit (Jy)
|  |  |  | AOT | times |  | benchmark |  |  |  |  | AOT | times
|  | 1.2642e-17 | 6 | E: 30; F: 120; G: 480; H: 512; I: test; K: 74.1503; L: 8; M: 32; N: 128; O: 512
|  | 10 | 1.6659e-17 | E: 3.7787e-18; F: 1.2796e-18; G: 5.3716e-19; H: 5.1783e-19; I: 1.2642e-17; K: 10; L: 74.1503; M: 18.5312; N: 4.6265; O: 1.1503
|  | 11 | 1.3543e-17 | E: 3.0885e-18; F: 1.0547e-18; G: 4.4564e-19; H: 4.2969e-19; I: 1.0283e-17; K: 11; L: 65.1671; M: 16.2841; N: 4.0633; O: 1.0081
|  | 12 | 1.1374e-17 | E: 2.6078e-18; F: 8.9788e-19; G: 3.8167e-19; H: 3.6807e-19; I: 8.6415e-18; K: 12; L: 58.7679; M: 14.683; N: 3.6618; O: 0.90651
|  | 13 | 1.0544e-17 | E: 2.4256e-18; F: 8.3931e-19; G: 3.5806e-19; H: 3.4534e-19; I: 8.0135e-18; K: 13; L: 57.2931; M: 14.3133; N: 3.5684; O: 0.88216
|  | 14 | 9.8926e-18 | E: 2.2782e-18; F: 7.895e-19; G: 3.3718e-19; H: 3.2521e-19; I: 7.5195e-18; K: 14; L: 59.5366; M: 14.8734; N: 3.7076; O: 0.91618
|  | 15 | 1.0126e-17 | E: 2.3297e-18; F: 8.0622e-19; G: 3.4398e-19; H: 3.3176e-19; I: 7.6959e-18; K: 15; L: 64.9723; M: 16.2318; N: 4.0466; O: 1.0003
|  | 16 | 1.0163e-17 | E: 2.3366e-18; F: 8.0787e-19; G: 3.4445e-19; H: 3.322e-19; I: 7.7234e-18; K: 16; L: 68.9601; M: 17.2283; N: 4.2954; O: 1.0621
|  | 17 | 1.0819e-17 | E: 2.4831e-18; F: 8.5616e-19; G: 3.6432e-19; H: 3.5135e-19; I: 8.221e-18; K: 17; L: 75.7011; M: 18.9133; N: 4.7163; O: 1.1671
|  | 18 | 1.2356e-17 | E: 2.8269e-18; F: 9.7006e-19; G: 4.1135e-19; H: 3.9666e-19; I: 9.3856e-18; K: 18; L: 87.6171; M: 21.8922; N: 5.4609; O: 1.3531
|  | 19.5 | 1.631e-17 | E: 3.7059e-18; F: 1.2583e-18; G: 5.2933e-19; H: 5.1032e-19; I: 1.238e-17; K: 19.5; L: 126.8033; M: 31.6887; N: 7.91; O: 1.9654
|  |  |  | LH PSSL (Wm-2) | [7 empty] | SH saturation limit (Jy)
|  |  |  | AOT | times |  | benchmark |  |  |  |  | AOT | times
|  | 1.652e-17 | 6 | E: 14; F: 60; G: 240; H: 512; I: test; K: 195.6805; L: 8; M: 16; N: 64; O: 256
|  | 19.3 | 2.137e-17 | E: 1.0238e-17; F: 3.5017e-18; G: 1.5393e-18; H: 1.0261e-18; I: 1.652e-17; K: 19.3; L: 195.6805; M: 97.8079; N: 24.4034; O: 6.0523
|  | 20.5 | 1.0589e-17 | E: 5.121e-18; F: 1.7861e-18; G: 7.9395e-19; H: 5.3067e-19; I: 8.8089e-18; K: 20.5; L: 101.8287; M: 50.8822; N: 12.6723; O: 3.1199
|  | 22.1242 | 7.4645e-18 | E: 3.6327e-18; F: 1.283e-18; G: 5.742e-19; H: 3.844e-19; I: 5.7974e-18; K: 22.1242; L: 74.5631; M: 37.2501; N: 9.2653; O: 2.2691
|  | 23.877 | 6.8935e-18 | E: 3.355e-18; F: 1.185e-18; G: 5.3038e-19; H: 3.5507e-19; I: 5.354e-18; K: 23.877; L: 72.024; M: 35.9815; N: 8.9497; O: 2.1917
|  | 25.2 | 6.3324e-18 | E: 3.0859e-18; F: 1.0927e-18; G: 4.8973e-19; H: 3.2795e-19; I: 5.2758e-18; K: 25.2; L: 66.3921; M: 33.1665; N: 8.2472; O: 2.0174
|  | 27.1966 | 8.4799e-18 | E: 4.0945e-18; F: 1.4235e-18; G: 6.3165e-19; H: 4.2201e-19; I: 6.5706e-18; K: 27.1966; L: 97.0679; M: 48.5058; N: 12.0843; O: 2.9789
|  | 29.3513 | 7.7408e-18 | E: 3.7369e-18; F: 1.2987e-18; G: 5.7614e-19; H: 3.849e-19; I: 5.9976e-18; K: 29.3513; L: 92.4617; M: 46.2043; N: 11.5113; O: 2.8381
|  | 31 | 8.8292e-18 | E: 4.2485e-18; F: 1.4665e-18; G: 6.4814e-19; H: 4.3261e-19; I: 6.8342e-18; K: 31; L: 107.9721; M: 53.9608; N: 13.4523; O: 3.3251
|  | 34.2 | 2.9262e-17 | E: 1.392e-17; F: 4.6879e-18; G: 2.0416e-18; H: 1.3578e-18; I: 2.2574e-17; K: 34.2; L: 392.9965; M: 196.4753; N: 49.0843; O: 12.2366
|  | 36.9096 | 6.8365e-17 | E: 3.2441e-17; F: 1.0864e-17; G: 4.7147e-18; H: 3.1329e-18; I: 5.2702e-17; K: 36.9096; L: 957.5682; M: 478.7629; N: 119.6589; O: 29.8829

## Sncalc
Object | Sp ext: | 1 | 1
17x17 | SL: | 1 | 1 |  |  | LL | 1 | 1 |  |  |  | SH | 1 | 1 |  |  | LH | 1 | 1
Fluxes: | (mJy) | Reselm: | 1 |  |  |  |  | 1 | [5 empty] | 1 |  |  |  |  | 1
12 | 25 | 60 | 100 | 15 |  | 12 | 25 | 60 | 100 |  |  | 12 | 25 | 60 | 100 |  | 12 | 25 | 60 | 100
350 | 350 | 2377 | 3988
350 | 350 | 2377 | 3988 | 350 | 350 | 350 | 350 | 2377 | 3988 | 350 |  | 350 | 350 | 2377 | 3988 | 350 | 350 | 350 | 2377 | 3988 | 350
Module |  | SL (7) | [5 empty] | LL (25) | [5 empty] | SH (15) |  |  |  |  | LH (25)
t_int | 6 | 14 | 60 | 240 |  |  | 6 | 14 | 30 | 120 |  |  | 6 | 30 | 120 | 480 |  | 6 | 14 | 60 | 240
Noise (hidden)
| 152.6247 | 230.5501 | 474.176 | 946.9274 |  |  | 186.4185 | 282.6441 | 412.5038 | 823.3696 |  |  | 63.9087 | 129.6981 | 254.1386 | 505.6141 |  | 47.8269 | 64.3217 | 121.5487 | 237.4791
| 167.5384 | 253.5638 | 522.1027 | 1042.9117 |  |  | 176.2564 | 266.9982 | 389.5273 | 777.3199 |  |  | 67.2102 | 137.7899 | 270.6367 | 538.7736 |  | 56.8929 | 79.7028 | 155.782 | 307.2005
| 166.983 | 252.7074 | 520.3202 | 1039.3422 |  |  | 166.9831 | 252.7077 | 368.5333 | 735.2327 |  |  | 70.0475 | 144.6833 | 284.663 | 566.9498 |  | 65.154 | 93.3011 | 185.3386 | 367.0172
| 153.8459 | 232.4363 | 478.1062 | 954.7995 |  |  | 156.9925 | 237.2948 | 345.8804 | 689.8064 |  |  | 70.7817 | 146.459 | 288.2724 | 574.1985 |  | 65.9871 | 94.6575 | 188.2631 | 372.9236
| 132.4813 | 199.3816 | 409.1612 | 816.6711 |  |  | 138.8153 | 209.1951 | 304.5463 | 606.8721 |  |  | 69.7054 | 143.8549 | 282.9788 | 563.5671 |  | 66.1907 | 94.9885 | 188.9764 | 374.3639
| 122.3874 | 183.7124 | 376.413 | 751.0306 |  |  | 98.5903 | 146.561 | 212.1326 | 421.0713 |  |  | 67.3326 | 138.0885 | 271.2447 | 539.9952 |  | 59.2131 | 83.5531 | 164.2009 | 324.2649
| 158.5252 | 239.6606 | 493.1555 | 984.9413 |  |  | 88.436 | 130.5712 | 188.4268 | 373.2542 |  |  | 65.7852 | 134.3075 | 263.5412 | 524.5149 |  | 60.2013 | 85.1848 | 167.7555 | 331.4629
| 191.213 | 290.0212 | 597.9333 | 1194.7371 |  |  | 75.0378 | 109.2623 | 156.6952 | 309.0527 |  |  | 63.4684 | 128.6126 | 251.9222 | 501.1577 |  | 57.0707 | 79.9989 | 156.431 | 308.5168
| 201.1873 | 305.36 | 629.8121 | 1258.5519 |  |  | 140.2423 | 211.4043 | 307.7979 | 613.3988 |  |  | 60.0932 | 120.233 | 234.7849 | 466.6859 |  | 40.9558 | 52.0949 | 93.133 | 178.8716
| 215.0601 | 326.6781 | 674.0981 | 1347.1945 |  |  | 161.0703 | 243.5882 | 355.1313 | 708.3594 |  |  | 52.8395 | 101.7845 | 196.8256 | 390.2067 |  | 36.3989 | 43.49 | 71.755 | 133.7727
| 215.6955 | 327.6542 | 676.1253 | 1351.2518 |  |  | 171.1251 | 259.0923 | 377.9139 | 754.0396
| 209.411 | 317.9993 | 656.0712 | 1311.1132 |  |  | 186.4185 | 282.6441 | 412.5038 | 823.3696
| 197.7251 | 300.0369 | 618.7505 | 1236.4096 |  |  | 158.3735 | 239.4264 | 349.014 | 696.0913
| 183.4934 | 278.1419 | 573.2349 | 1145.2918 |  |  | 160.5602 | 242.801 | 353.9744 | 706.0393
| 174.0793 | 263.6444 | 543.0801 | 1084.9165 |  |  | #DIV/0! | #DIV/0! | #DIV/0! | #DIV/0!
[7 empty] | 98.4759 | 146.3813 | 211.8666 | 420.5353
[7 empty] | 73.4732 | 106.7524 | 152.943 | 301.4404
[7 empty] | 52.1743 | 71.7754 | 100.054 | 193.2439
[7 empty] | 38.1551 | 46.8709 | 60.6551 | 109.6183
Lambda |  | S/N |  |  |  | Lambda |  | S/N |  |  |  | Lambda |  | S/N |  |  |  |  | S/N
5.21 | 144.187 | 222.7216 | 464.0997 | 929.5957 |  | 25.1695 | 173.0944 | 266.3845 | 391.1237 | 783.8036 | #DIV/0! | 10 | 40.942 | 100.8708 | 205.9152 | 413.9995 | 19.3 | 23.617 | 40.9748 | 92.9281 | 190.2532
5.6501 | 156.0954 | 240.6545 | 500.8972 | 1003.0371 |  | 15.6 | 179.2992 | 276.1796 | 405.6536 | 813.1178 |  | 11 | 43.6174 | 106.377 | 216.6399 | 435.2901 | 20.5 | 35.4706 | 59.0786 | 129.5418 | 262.7637
6.1274 | 153.3387 | 236.4192 | 492.0999 | 985.4291 |  | 16.5 | 166.6088 | 256.8791 | 377.4537 | 756.7903 |  | 12 | 45.7645 | 110.783 | 225.227 | 452.3419 | 22.1242 | 44.116 | 71.8831 | 155.0853 | 313.2638
6.645 | 139.263 | 215.0773 | 448.1231 | 897.5724 |  | 17.2 | 156.6069 | 241.7565 | 355.4134 | 712.8407 |  | 13 | 45.1526 | 109.1084 | 221.7334 | 445.2789 | 23.877 | 43.707 | 71.0938 | 153.1951 | 309.35
7.2063 | 115.8289 | 179.5821 | 375.0394 | 751.5955 |  | 18.3973 | 134.6594 | 208.4967 | 306.8956 | 616.037 |  | 14 | 45.3937 | 109.9783 | 223.6341 | 449.1654 | 25.2 | 41.8647 | 68.0692 | 146.6349 | 296.0812
7.45 | 102.579 | 159.4532 | 333.5265 | 668.6476 |  | 20 | 75.2591 | 118.1277 | 174.8864 | 352.4259 |  | 15 | 42.8359 | 104.435 | 212.668 | 427.3007 | 27.1966 | 34.4286 | 56.9314 | 124.1544 | 251.4767
7.55 | 133.3823 | 205.8622 | 428.7583 | 858.7091 |  | 20.4 | 76.7466 | 121.2879 | 180.1007 | 363.6751 |  | 16 | 40.9447 | 100.2758 | 204.4125 | 410.8263 | 29.3513 | 34.3657 | 56.669 | 123.3259 | 249.6641
8.1878 | 159.4419 | 245.2827 | 509.8792 | 1020.7224 |  | 20.9 | 61.0679 | 97.8588 | 146.2203 | 296.5452 |  | 17 | 37.4934 | 92.5122 | 188.9193 | 379.864 | 31 | 29.976 | 49.8977 | 109.3615 | 221.8035
8.8794 | 167.0276 | 256.7753 | 533.5532 | 1068.0154 |  | 21.4 | 133.4837 | 206.619 | 304.0968 | 610.3718 |  | 18 | 32.7107 | 81.7451 | 167.4462 | 336.9618 | 34.2 | 11.2751 | 20.6832 | 49.5831 | 103.2656
9.6295 | 177.7994 | 273.1158 | 567.2402 | 1135.324 |  | 22 | 153.7673 | 237.2467 | 348.707 | 699.2878 |  | 19.5 | 25.9525 | 67.3639 | 139.3436 | 281.1474 | 36.9096 | 5.0178 | 9.7991 | 25.4536 | 54.6127
10.4429 | 176.4826 | 271.084 | 563.0095 | 1126.8512 |  | 23.5314 | 161.2786 | 248.5494 | 365.1469 | 732.0257
11.325 | 168.3514 | 258.6823 | 537.3596 | 1075.5629 |  | 25.1695 | 173.0944 | 266.3845 | 391.1237 | 783.8036
12.2816 | 155.0141 | 238.361 | 495.3561 | 991.5867 |  | 26.9215 | 142.3932 | 219.774 | 323.0716 | 647.941
13.3191 | 139.2488 | 214.3494 | 445.7376 | 892.3921 |  | 28.7955 | 141.6586 | 218.5783 | 321.2765 | 644.2907
14 | 124.0923 | 191.1833 | 397.7663 | 796.4445 |  | 30.8 | #DIV/0! | #DIV/0! | #DIV/0! | #DIV/0!
[6 empty] | 32.944 | 76.6997 | 120.3967 | 178.2506 | 359.2123
[6 empty] | 35.2372 | 49.8361 | 80.0336 | 119.7053 | 242.9414
[6 empty] | 37.6901 | 25.5214 | 43.2876 | 66.5422 | 137.8117
[6 empty] | 40 | 7.7762 | 14.7705 | 24.4582 | 54.1337
Operation: Change the values on columns C1 and D1 to the spatial extent your source has.
Put 1 and 1 for a point source.
Fluxes: change the fluxes to your values (integrated). Change columns A5 to D5 only. The values propagate.

## SL
6s
14s
60s
240s

## LL
6s
14s
30s
120s
optimum bias of 1.6 V

## SH
6
30
120
480

## LH
6
14
60
240

## sat8
SL
LL
SH
LH
LL

## Peak-Up
A | B | C | 2026-07-30 | E | F | G | H | I | J |  | L | M | N | O | P | Q | R | S | T | U
c |  |  | t_int= | 8 | s | bar: N to O
c | checked |  | D= | 85 | cm |  |  | RESULTS | RESULTS
c | 1997-09-01 |  | t_tel= | 0.77 | t_sce= | 0.95 |  |  |  |  | M: sun; N: 3e-13; O: 4000
c |  | l_max/D | t_align= | 0.9 |  |  |  | continuum | line |  | M: zody; N: 4e-08; O: 270; P: elat; Q: 90
c | sky | pix | f_stray | 1.2 |  |  |  | mJy | Wcm-2 |  | M: gal; N: 2e-05; O: 25
c | (phs-1cm-2 |  | cm-2 | sky el | noise | beam | beam | 1sigma | 1sigma |  | M: tel; N: 0.1; O: 15; R: grating | [5 empty] | eperadu
c lambda | um-1sr-1) | arcsec | aomega | on det | int | perpix | perpix | PSS | PSS |  | Q: trans; R: effic; S: slit; T: dqe; U: bg | AR |  | well | ff |  | 1
c Si:As BIBs DCO2-1 response, gain |  |  |  | s-1 |  | flux | tint |  |  | Scaled | [11 empty] | beam | 110000 | 0.01
c Required RN, measured i_d |  |  |  |  | Short Lo | phot | source |  |  | Image | M: beam; N: RN; P: i_D; Q: non-ge | opt at | encircled | max flux | min flux |  | FLUX
lambda | [5 empty] | 1Jy | counts |  |  | Intensity | L: R; N: 40; P: 10; Q: 0.475; U: 1 | 7.5 | energy % | Jy | mJy | norm | per mJy
15.75 | 1644664832.3655 | 1.8 | 3.0024e-07 | 463.7479 | 73.4165 | 461418.3563 | 630311.4187 | 0.10985 | 7.3069e-22 | 3502.939 | 2.8636 | 4.4969 | 40 |  | 10 | 0.475 | 1 | 1 | 0.35948 | 1 | 1.1983 | 50 | 0.16863 | 0.05886 | 5.7 | 397.8167
22.25 | 1178943559.8309 | 1.8 | 3.0024e-07 | 419.6652 | 70.9741 | 223174.7567 | 282235.8355 | 0.16788 | 7.6302e-22 | 4783.9667 | 2.9667 | 8.9745 | 40 |  | 10 | 0.475 | 1 | 1 | 0.3328 | 1 | 1.1093 | 50 | 0.37785 | 0.11895 | 12.8 | 178.0969
These lines intentionally left blank
2.1971
3.3577
Centroiding Study (Bandurian) Summary Block
Shot noise = sqrt(signal), 4x4 box, Blue band
in use
Source type | cool | 300 K | stellar | stellar | stellar | stellar | stellar
Spectral index | 1 | -1 | -3 | -3 | -3 | -3 | -3
1s single axis (pix) | 0.08 | 0.08 | 0.16 | 0.12 | 0.08 | 0.06 | 0.16
asec | 0.144 | 0.144 | 0.288 | 0.216 | 0.144 | 0.108 | 0.288
RN | 100 | 100 | 100 | 100 | 100 | 100 | 100
Intensity | 12000 | 12000 | 4500 | 6200 | 12000 | 24000 | 4500
Figure | 22 | 12 | 28 | 28 | 28 | 28 | 28
Output Summary Block |  |  |  | minimum | minimum | poor man's
| bands |  |  | PU flux | PU flux | centroid | source/ | ACQ flux
lo | hi | mean | R | mJy | S/N | accuracy | bknd | mJy
13 | 18.5 | 15.75 | 2.8636 | 1.2358 | 11.25 | 0.1885 | 0.23605 | 1.0985
18.5 | 26 | 22.25 | 2.9667 | 1.8887 | 11.25 | 0.26629 | 0.35623 | 1.6788
Cirrus limits (after Gautier)
64 s integration, 5:1 100um to 15 um B0 ratio
| 100 um | 100 um | 15 um | 15 um | Blue | Blue | Blue
location | sky(Mjy/sr) | P_0 | cirrus | P_0 | 0 | 30 | 90
dim cirrus | 0.2 | 11200 | 0.04 | 89.6 | 0.6601 | 0.41758 | 0.3302
typical b>50 | 1 | 1400000 | 0.2 | 11200 | 0.67211 | 0.43631 | 0.35359
Ursa Major | 2.6 | 24606400 | 0.52 | 196851.2 | 0.84798 | 0.67654 | 0.62639
NP cloud | 4.7 | 145352200 | 0.94 | 1162817.6 | 1.4526 | 1.3597 | 1.3354
| 10 | 1400000000 | 2 | 11200000 | 4.0698 | 4.0376 | 4.0295
Chameleon | 19 | 9602600000 | 3.8 | 76820800 | 10.5384 | 10.526 | 10.5229
Taurus | 34 | 55025600000 | 6.8 | 440204800 | 25.1859 | 25.1807 | 25.1794
| 50 | 175000000000 | 10 | 1400000000 | 44.9047 | 44.9018 | 44.9011
|  |  | 25 um | 25 um | Red | Red | Red
|  |  | sky | P_0 | 0 | 30 | 90
dim cirrus |  |  | 0.08 | 716.8 | 1.0005 | 0.63327 | 0.50103
typical b>50 |  |  | 0.4 | 89600 | 1.0626 | 0.72734 | 0.61565
Ursa Major |  |  | 1.04 | 1574809.6 | 1.8077 | 1.6333 | 1.5867
NP cloud |  |  | 1.88 | 9302540.8 | 3.7942 | 3.7143 | 3.694
|  |  | 4 | 89600000 | 11.4028 | 11.3765 | 11.3699
Chameleon |  |  | 7.6 | 614566400 | 29.7653 | 29.7553 | 29.7527
Taurus |  |  | 13.6 | 3521638400 | 71.2191 | 71.2149 | 71.2138
|  |  | 20 | 11200000000 | 127 | 126.9976 | 126.997

## SbDQE
|  | 0.021 | 0.048 | 0.081 | 0.13 | 0.16 | 0.19 |  | 0.2 | 0.2 | 0.2 | 0.2 | 0.2
interpolate
Scale factors:
|  | 0.074951 | 0.074671 | 0.080505 | 0.081403 | 0.088184 | 0.12072 |  | 0.17233 | 0.27118 | 0.45295 | 0.81986 | 1.0523
column index
lookup table
|  | Vb = -0.25 V | Vb = -0.50 V | Vb = -0.75 V | Vb = -1.00 V | Vb = -1.20 V | Vb = -1.50 V |  | Vb = -1.75 V | Vb = -2.00 V | Vb = -2.25 V | Vb = -2.50 V | Vb = -2.60 V
Scaled DQE spectra vs. bias
| 1 | 2 | 3 | 4 | 5 | 6 | 7 | 8 | 9 | 10 | 11 | 12 | 13 | l (mm) | 1
s (1/cm) | l (mm) | 0.25 | 0.5 | 0.75 | 1 | 1.2 | 1.5 | 1.6 | 1.75 | 2 | 2.25 | 2.5 | 2.6 | 0.25 | 2
555.407 | 18.0048 | 0.28665 | 1.9628 | 5.8334 | 8.4125 | 9.1062 | 11.7271 | 12.3272 | 13.2272 | 9.4251 | 11.209 | 13.0647 | 20.2086 | 0.5 | 3
553.4786 | 18.0675 | -1.2553 | 1.7627 | 6.86 | 11.3612 | 11.6063 | 14.8382 | 15.6012 | 16.7456 | 16.3834 | 17.5774 | 25.6469 | 35.3107 | 0.75 | 4
551.55 | 18.1307 | 3.6534 | 5.9801 | 9.696 | 12.7969 | 17.9073 | 16.6282 | 15.8148 | 14.5947 | 23.4075 | 14.3386 | 23.159 | 37.8136 | 1 | 5
549.6216 | 18.1943 | 2.8138 | 4.8447 | 9.6706 | 11.5494 | 17.5333 | 16.2998 | 16.7603 | 17.4509 | 19.1542 | 17.9839 | 14.1433 | 27.6714 | 1.2 | 6
547.6931 | 18.2584 | 2.3354 | 4.9481 | 8.6683 | 10.166 | 12.1215 | 16.0655 | 17.6656 | 20.0658 | 15.4023 | 25.2515 | 14.4539 | 31.3558 | 1.5 | 7
545.7646 | 18.3229 | 1.7959 | 5.1033 | 8.0195 | 10.6915 | 13.1866 | 17.9131 | 19.1072 | 20.8984 | 14.1117 | 24.1618 | 15.6021 | 30.7709 | 1.6 | 8
543.8361 | 18.3879 | 2.6941 | 5.5565 | 8.75 | 12.1123 | 17.6652 | 19.2859 | 20.49 | 22.2962 | 13.6589 | 22.7377 | 21.9784 | 34.566 | 1.75 | 9
541.9076 | 18.4533 | 1.7875 | 5.1562 | 8.3238 | 13.0652 | 18.4064 | 18.3405 | 20.4651 | 23.6519 | 17.9046 | 18.6949 | 31.3178 | 38.8922 | 2 | 10
539.9791 | 18.5192 | 2.3331 | 5.6198 | 8.3068 | 12.5819 | 17.4193 | 19.31 | 20.4013 | 22.0384 | 20.5933 | 17.8045 | 40.4288 | 32.116 | 2.25 | 11
538.0506 | 18.5856 | 1.8647 | 5.3342 | 9.366 | 13.3456 | 19.4056 | 22.9987 | 22.6368 | 22.094 | 23.8811 | 20.8827 | 33.4714 | 32.753 | 2.5 | 12
536.1221 | 18.6525 | 2.9403 | 6.5029 | 10.4251 | 15.6463 | 20.5605 | 24.2253 | 23.9233 | 23.4703 | 23.5658 | 23.7713 | 26.671 | 29.0645 | 2.6 | 13
534.1936 | 18.7198 | 2.6729 | 6.6709 | 10.6115 | 17.7648 | 21.9369 | 26.6728 | 27.0064 | 27.5069 | 26.0424 | 25.6854 | 29.6568 | 28.6193
532.2651 | 18.7876 | 2.8471 | 6.7812 | 9.4927 | 14.9867 | 19.3583 | 22.6281 | 22.6931 | 22.7907 | 26.1819 | 17.3256 | 35.8988 | 23.252
530.3366 | 18.8559 | 2.7284 | 6.8942 | 9.4895 | 14.0028 | 19.7069 | 20.4155 | 20.6483 | 20.9976 | 23.4169 | 18.7968 | 36.0209 | 23.3252
528.4081 | 18.9248 | 3.3757 | 7.2111 | 10.3172 | 15.656 | 20.6734 | 21.3485 | 21.8633 | 22.6357 | 23.3384 | 25.3514 | 28.1843 | 31.9572
526.4796 | 18.9941 | 2.4109 | 6.424 | 9.6546 | 15.5694 | 18.8813 | 21.6133 | 22.2481 | 23.2003 | 25.8569 | 27.7114 | 26.3846 | 38.6453
524.5511 | 19.0639 | 2.1857 | 6.3186 | 9.4914 | 14.752 | 17.9859 | 20.2009 | 20.9482 | 22.0692 | 24.0773 | 26.4524 | 25.2544 | 38.6931
522.6226 | 19.1343 | 1.893 | 6.0276 | 9.866 | 14.7429 | 19.5955 | 21.4307 | 21.5126 | 21.6353 | 21.927 | 23.0317 | 22.8194 | 32.6487
520.6942 | 19.2051 | 2.7276 | 6.6197 | 10.4077 | 15.8498 | 20.3319 | 23.7087 | 22.8716 | 21.6159 | 23.4048 | 24.0343 | 23.05 | 26.9171
518.7656 | 19.2765 | 2.7278 | 6.3566 | 10.7825 | 16.5605 | 19.2434 | 23.6995 | 22.5657 | 20.865 | 23.5664 | 23.6286 | 26.1452 | 23.7772
516.8372 | 19.3485 | 2.7949 | 6.2179 | 10.5698 | 15.1286 | 17.5978 | 22.9327 | 22.132 | 20.9309 | 22.0212 | 19.4248 | 23.8376 | 22.0004
514.9086 | 19.4209 | 2.3837 | 6.0476 | 9.598 | 14.1933 | 17.7772 | 22.837 | 22.9352 | 23.0824 | 24.3616 | 19.0279 | 19.7992 | 14.3061
512.9802 | 19.4939 | 2.7857 | 6.2855 | 9.1307 | 14.491 | 19.3467 | 23.4614 | 23.4588 | 23.4549 | 23.9453 | 23.0002 | 15.8091 | 18.2608
511.0516 | 19.5675 | 2.6577 | 5.2651 | 9.1727 | 14.804 | 18.3443 | 22.7202 | 22.8501 | 23.045 | 22.4941 | 23.6974 | 14.888 | 25.233
509.1231 | 19.6416 | 2.4495 | 5.0889 | 9.0483 | 13.8125 | 16.7035 | 20.9226 | 21.2621 | 21.7713 | 21.5321 | 20.2328 | 18.6863 | 21.5107
507.1946 | 19.7163 | 1.8927 | 4.969 | 8.68 | 12.8571 | 16.4705 | 19.9693 | 20.3062 | 20.8117 | 21.1013 | 18.9084 | 19.2299 | 17.0089
505.2661 | 19.7916 | 1.9726 | 5.0123 | 8.206 | 12.0873 | 15.7749 | 18.5899 | 18.6332 | 18.6982 | 20.1525 | 17.8501 | 17.6113 | 14.9689
503.3376 | 19.8674 | 1.9916 | 4.3511 | 7.7541 | 11.9106 | 15.1911 | 17.9053 | 18.0097 | 18.1663 | 18.9651 | 17.3285 | 18.1675 | 15.1625
501.4091 | 19.9438 | 2.4261 | 4.4603 | 7.7489 | 11.5093 | 14.9712 | 17.8099 | 18.0949 | 18.5224 | 18.4754 | 19.2028 | 18.8194 | 17.273
499.4807 | 20.0208 | 2.4859 | 5.0066 | 7.969 | 11.8036 | 15.4292 | 18.068 | 18.3709 | 18.8252 | 19.5028 | 20.4181 | 19.5308 | 18.5216
497.5522 | 20.0984 | 2.1711 | 4.8577 | 7.7218 | 12.2214 | 15.3375 | 17.8433 | 18.4432 | 19.3431 | 19.4352 | 20.2152 | 18.6995 | 19.8287
495.6237 | 20.1766 | 1.9092 | 4.6005 | 7.5272 | 12.1864 | 15.6248 | 18.0954 | 18.8337 | 19.9412 | 18.8597 | 19.7224 | 20.6816 | 21.4028
493.6952 | 20.2554 | 1.9102 | 4.8086 | 7.7443 | 12.075 | 15.9897 | 18.4006 | 19.1555 | 20.2878 | 19.0003 | 20.2278 | 22.3422 | 21.738
491.7667 | 20.3348 | 1.8206 | 4.6889 | 7.7923 | 12.1887 | 15.821 | 18.3647 | 19.0415 | 20.0566 | 19.5797 | 20.4228 | 22.3527 | 20.3676
489.8382 | 20.4149 | 1.9148 | 4.7196 | 8.0317 | 12.5974 | 16.1339 | 19.0022 | 19.4543 | 20.1324 | 20.444 | 20.6093 | 23.5689 | 22.9372
487.9097 | 20.4956 | 1.6973 | 4.5704 | 7.9029 | 12.4461 | 16.2076 | 19.3085 | 19.7443 | 20.398 | 20.4571 | 21.1637 | 25.4216 | 24.0463
485.9812 | 20.5769 | 1.6243 | 4.524 | 7.715 | 12.1579 | 15.8216 | 18.8613 | 19.2784 | 19.9042 | 20.5223 | 21.4026 | 24.9916 | 23.9359
484.0527 | 20.6589 | 1.6679 | 4.6326 | 7.874 | 12.5139 | 15.9632 | 19.0135 | 19.4098 | 20.0041 | 20.5268 | 21.4821 | 24.7406 | 24.6919
482.1242 | 20.7415 | 1.7276 | 4.5212 | 7.6894 | 12.2225 | 15.6671 | 18.8148 | 19.1926 | 19.7595 | 20.1812 | 20.8389 | 24.5576 | 24.3565
480.1957 | 20.8248 | 1.67 | 4.3512 | 7.489 | 11.8497 | 15.0613 | 18.2546 | 18.6675 | 19.2867 | 20.1627 | 20.4842 | 23.2948 | 24.2558
478.2672 | 20.9088 | 1.7792 | 4.5845 | 7.8639 | 12.1892 | 15.5654 | 18.8598 | 19.3976 | 20.2042 | 20.8246 | 21.6235 | 24.9237 | 25.7172
476.3387 | 20.9935 | 1.2185 | 4.1189 | 8.1828 | 13.0228 | 16.314 | 19.6456 | 20.1799 | 20.9813 | 21.3102 | 22.8289 | 27.8395 | 27.1672
474.4102 | 21.0788 | 0.71459 | 3.7312 | 8.1017 | 13.5466 | 16.7643 | 19.7921 | 20.4219 | 21.3666 | 21.7249 | 23.6561 | 28.7678 | 28.6732
472.4817 | 21.1648 | 1.507 | 4.6229 | 8.3583 | 13.902 | 17.5372 | 21.0109 | 21.6303 | 22.5594 | 23.009 | 24.9626 | 29.6605 | 30.0016
470.5532 | 21.2516 | 1.9666 | 5.155 | 8.7278 | 14.1152 | 18.0771 | 22.0314 | 22.5819 | 23.4076 | 23.8519 | 25.6151 | 30.3387 | 30.7631
468.6247 | 21.339 | 1.9846 | 5.2669 | 8.9218 | 14.1895 | 18.3564 | 22.3323 | 22.9226 | 23.8082 | 24.4837 | 26.0167 | 30.8379 | 31.1951
466.6962 | 21.4272 | 2.05 | 5.3992 | 9.2235 | 14.7235 | 19.0784 | 23.1412 | 23.7274 | 24.6066 | 25.4377 | 26.8143 | 31.3926 | 32.0075
464.7677 | 21.5161 | 2.0646 | 5.4082 | 9.3309 | 14.9794 | 19.489 | 23.4797 | 24.0217 | 24.8349 | 25.4037 | 26.9371 | 31.2401 | 32.0352
462.8392 | 21.6058 | 2.044 | 5.3461 | 9.2341 | 14.7015 | 19.2616 | 23.0884 | 23.6293 | 24.4406 | 24.9506 | 26.3644 | 30.6171 | 31.7125
460.9107 | 21.6962 | 2.0137 | 5.3325 | 9.2164 | 14.7452 | 19.311 | 23.1544 | 23.7962 | 24.759 | 25.1969 | 26.0317 | 30.0769 | 31.9706
458.9822 | 21.7873 | 1.9897 | 5.2961 | 9.1594 | 14.7886 | 19.3533 | 23.2576 | 23.8658 | 24.778 | 25.1083 | 25.8093 | 29.9437 | 31.3662
457.0537 | 21.8793 | 1.9438 | 5.2196 | 9.0525 | 14.593 | 19.1773 | 23.0071 | 23.5468 | 24.3563 | 24.5435 | 25.5359 | 29.2942 | 29.9843
455.1252 | 21.972 | 1.9618 | 5.2712 | 9.1562 | 14.6759 | 19.3484 | 23.2738 | 23.7548 | 24.4761 | 24.5316 | 25.33 | 28.7721 | 29.4356
453.1967 | 22.0655 | 1.9338 | 5.2493 | 9.1448 | 14.6985 | 19.3327 | 23.4144 | 23.8503 | 24.5042 | 24.3285 | 24.8183 | 27.7839 | 28.7892
451.2682 | 22.1598 | 1.8804 | 5.0936 | 8.9316 | 14.4406 | 18.8932 | 22.935 | 23.3437 | 23.9568 | 23.6931 | 24.0282 | 26.6495 | 27.2356
449.3398 | 22.2549 | 1.858 | 5.0918 | 8.9708 | 14.5534 | 19.0577 | 23.0457 | 23.4147 | 23.9683 | 23.837 | 24.0691 | 26.2837 | 26.72
447.4113 | 22.3508 | 1.8347 | 5.0478 | 8.8537 | 14.4591 | 18.9223 | 22.8438 | 23.2336 | 23.8182 | 23.8005 | 23.7992 | 25.4899 | 25.8889
445.4828 | 22.4476 | 1.7687 | 4.8495 | 8.4944 | 13.9419 | 18.3175 | 22.1112 | 22.5312 | 23.1613 | 22.9663 | 22.9058 | 24.608 | 24.1595
443.5543 | 22.5452 | 1.7441 | 4.8263 | 8.4771 | 13.9407 | 18.2904 | 22.2326 | 22.6441 | 23.2613 | 22.8614 | 22.5317 | 24.1123 | 23.5704
441.6258 | 22.6436 | 1.6922 | 4.7857 | 8.4443 | 14.0513 | 18.221 | 22.2721 | 22.6849 | 23.3042 | 22.8898 | 22.1173 | 23.5151 | 23.3095
439.6973 | 22.7429 | 1.6434 | 4.6284 | 8.0887 | 13.4893 | 17.5686 | 21.425 | 21.8589 | 22.5098 | 21.9709 | 21.7649 | 22.9524 | 21.9963
437.7688 | 22.8431 | 1.616 | 4.6039 | 8.0227 | 13.3217 | 17.6624 | 21.3669 | 21.8843 | 22.6604 | 21.7145 | 22.3498 | 23.3703 | 21.1346
435.8403 | 22.9442 | 1.6214 | 4.6195 | 8.0857 | 13.2373 | 17.8875 | 21.4131 | 22.0413 | 22.9838 | 22.1163 | 22.3032 | 24.2356 | 21.3786
433.9118 | 23.0462 | 1.5245 | 4.4646 | 7.9442 | 12.8972 | 17.4285 | 20.8469 | 21.5014 | 22.4831 | 22.1759 | 21.5182 | 24.4528 | 21.3362
431.9833 | 23.149 | 1.5781 | 4.424 | 8.0041 | 13.0328 | 17.3295 | 21.1424 | 21.7875 | 22.7551 | 22.7555 | 22.1707 | 24.3497 | 21.7989
430.0548 | 23.2529 | 1.5794 | 4.3528 | 7.9928 | 13.4582 | 17.413 | 21.667 | 22.3402 | 23.3501 | 23.0255 | 23.2682 | 24.2087 | 24.3739
428.1263 | 23.3576 | 1.5835 | 4.2714 | 7.8741 | 13.3728 | 17.222 | 21.6837 | 22.3862 | 23.44 | 23.1093 | 23.9512 | 24.0953 | 25.3842
426.1978 | 23.4633 | 1.6092 | 4.357 | 7.9255 | 13.41 | 17.7074 | 22.2316 | 22.848 | 23.7724 | 23.8885 | 24.7876 | 25.083 | 24.8853
424.2693 | 23.5699 | 1.6743 | 4.5345 | 8.0735 | 13.7366 | 18.2205 | 22.7429 | 23.2513 | 24.0139 | 24.4271 | 25.5698 | 27.5133 | 25.7083
422.3408 | 23.6776 | 1.6189 | 4.4135 | 8.1551 | 13.6105 | 18.1468 | 22.4178 | 23.0367 | 23.9652 | 24.7025 | 25.872 | 29.2441 | 26.7887
420.4123 | 23.7862 | 1.6037 | 4.3956 | 8.1593 | 13.6355 | 18.3105 | 22.476 | 23.2075 | 24.3047 | 25.2334 | 26.7565 | 30.0603 | 28.8233
418.4838 | 23.8958 | 1.6137 | 4.455 | 8.2075 | 13.6733 | 18.5492 | 22.9053 | 23.6626 | 24.7985 | 25.775 | 28.3789 | 30.6203 | 30.6613
416.5553 | 24.0064 | 1.6183 | 4.4952 | 8.245 | 13.7625 | 18.6919 | 23.1379 | 23.9534 | 25.1766 | 26.3454 | 29.5723 | 31.7778 | 31.8167
414.6268 | 24.1181 | 1.6032 | 4.5764 | 8.3576 | 14.0994 | 19.1147 | 23.6444 | 24.6573 | 26.1767 | 27.3271 | 30.3192 | 33.7474 | 34.3094
412.6983 | 24.2308 | 1.6079 | 4.5834 | 8.2757 | 14.1062 | 19.0094 | 23.9901 | 25.0493 | 26.6382 | 27.7369 | 30.8773 | 34.5935 | 37.0698
410.7698 | 24.3445 | 1.585 | 4.5311 | 8.2413 | 14.0792 | 19.1487 | 24.3691 | 25.3805 | 26.8976 | 28.3766 | 31.7495 | 36.1958 | 39.5194
408.8413 | 24.4594 | 1.6058 | 4.5099 | 8.316 | 14.1666 | 19.3452 | 24.7125 | 25.7023 | 27.1869 | 29.0058 | 32.5153 | 39.5474 | 42.0145
406.9128 | 24.5753 | 1.6715 | 4.6487 | 8.4669 | 14.3069 | 19.4858 | 25.0332 | 26.0303 | 27.5259 | 29.4351 | 33.261 | 41.2588 | 43.3091
404.9843 | 24.6923 | 1.5953 | 4.5977 | 8.5781 | 14.5448 | 19.5946 | 25.0463 | 26.0549 | 27.5678 | 29.9246 | 33.5242 | 41.4911 | 43.7905
403.0558 | 24.8105 | 1.3923 | 4.4079 | 8.419 | 14.5592 | 19.552 | 25.2167 | 26.2984 | 27.9211 | 29.9146 | 33.6641 | 42.1589 | 44.6042
401.1273 | 24.9297 | 1.4881 | 4.3767 | 8.1704 | 14.004 | 19.1572 | 24.5877 | 25.6941 | 27.3537 | 29.1955 | 33.2018 | 41.6126 | 44.9353
399.1988 | 25.0502 | 1.4011 | 4.1307 | 7.9072 | 13.504 | 18.5462 | 23.8521 | 24.9576 | 26.6159 | 28.7425 | 32.6944 | 40.0372 | 44.0479
397.2703 | 25.1718 | 1.3845 | 4.0461 | 7.7242 | 13.3803 | 18.0754 | 23.6519 | 24.8062 | 26.5377 | 28.6313 | 32.2438 | 39.2971 | 42.9254
395.3418 | 25.2946 | 1.3426 | 4.0109 | 7.6639 | 13.2296 | 17.9115 | 23.6656 | 24.828 | 26.5714 | 28.5854 | 32.054 | 39.8242 | 42.2527
393.4134 | 25.4186 | 1.357 | 3.9694 | 7.4539 | 12.757 | 17.6395 | 23.1325 | 24.2878 | 26.0207 | 27.7244 | 31.3668 | 39.2822 | 40.6493
391.4849 | 25.5438 | 1.2776 | 3.826 | 7.2571 | 12.4239 | 17.3842 | 22.5915 | 23.753 | 25.4952 | 27.0718 | 30.7226 | 37.8042 | 39.9144
389.5564 | 25.6702 | 1.2546 | 3.7097 | 7.1058 | 12.2591 | 17.0494 | 22.1758 | 23.3634 | 25.1447 | 26.6256 | 30.0691 | 36.6098 | 39.3576
387.6279 | 25.7979 | 1.1662 | 3.5171 | 6.7687 | 11.8358 | 16.4526 | 21.5719 | 22.7237 | 24.4515 | 25.6597 | 28.6796 | 35.1568 | 37.1265
385.6994 | 25.9269 | 1.1262 | 3.399 | 6.4247 | 11.3312 | 15.7328 | 20.823 | 21.8732 | 23.4484 | 24.5778 | 27.2301 | 33.041 | 34.9699
383.7709 | 26.0572 | 1.0734 | 3.2833 | 6.2699 | 11.0826 | 15.4051 | 20.4831 | 21.4468 | 22.8924 | 24.0834 | 26.3877 | 31.591 | 33.7228
381.8424 | 26.1888 | 1.0365 | 3.1351 | 6.0323 | 10.6526 | 14.8599 | 19.8654 | 20.7852 | 22.1649 | 23.2441 | 25.2177 | 30.1659 | 31.7407
379.9139 | 26.3218 | 0.97736 | 2.9893 | 5.7974 | 10.2923 | 14.3665 | 19.2427 | 20.1533 | 21.5193 | 22.5021 | 24.2515 | 28.7799 | 29.8656
377.9854 | 26.456 | 0.96159 | 2.8914 | 5.6116 | 9.9616 | 13.9945 | 18.7566 | 19.687 | 21.0827 | 21.928 | 23.5739 | 27.523 | 28.6283
376.0569 | 26.5917 | 0.89753 | 2.7382 | 5.3484 | 9.5235 | 13.4201 | 18.0439 | 18.9497 | 20.3083 | 21.0427 | 22.5786 | 25.8148 | 26.9333
374.1284 | 26.7288 | 0.87685 | 2.6716 | 5.1924 | 9.2769 | 13.1316 | 17.7285 | 18.5818 | 19.8619 | 20.6663 | 22.0754 | 24.753 | 25.9105
372.1999 | 26.8673 | 0.86382 | 2.6344 | 5.1277 | 9.2058 | 13.0621 | 17.693 | 18.5548 | 19.8475 | 20.6816 | 22.0052 | 24.4998 | 25.4034
370.2714 | 27.0072 | 0.73406 | 2.4309 | 4.9427 | 8.9816 | 12.669 | 17.2012 | 18.074 | 19.3831 | 20.1717 | 21.3376 | 23.6754 | 24.2593
368.3429 | 27.1486 | 0.25523 | 1.9285 | 4.8848 | 9.2377 | 12.8439 | 17.4334 | 18.2917 | 19.5791 | 20.195 | 21.3913 | 23.4594 | 23.8955
366.4144 | 27.2915 | 0.20747 | 1.9077 | 4.8926 | 9.2837 | 13.0303 | 17.7308 | 18.6072 | 19.9218 | 20.5889 | 21.9368 | 24.0655 | 24.2541
364.4859 | 27.4359 | 0.70401 | 2.3214 | 4.7151 | 8.5406 | 12.265 | 16.7599 | 17.6587 | 19.007 | 19.9356 | 21.2502 | 23.597 | 23.7806
362.5574 | 27.5818 | 0.78682 | 2.366 | 4.6568 | 8.3552 | 12.0253 | 16.447 | 17.4035 | 18.8382 | 19.8068 | 21.3525 | 23.4842 | 24.1767
360.6289 | 27.7293 | 0.80785 | 2.3166 | 4.6151 | 8.3575 | 11.9692 | 16.4024 | 17.3922 | 18.8769 | 20.1107 | 21.7551 | 23.8314 | 24.5915
358.7004 | 27.8784 | 0.80418 | 2.2369 | 4.5321 | 8.3012 | 11.8593 | 16.2979 | 17.257 | 18.6957 | 20.1145 | 22.0443 | 24.1565 | 24.6739
356.7719 | 28.0291 | 0.81931 | 2.3187 | 4.5729 | 8.2421 | 11.9422 | 16.5047 | 17.4479 | 18.8626 | 20.2286 | 22.5286 | 25.4234 | 25.1707
354.8434 | 28.1814 | 0.79781 | 2.3107 | 4.5834 | 8.2363 | 11.9457 | 16.4177 | 17.3912 | 18.8515 | 20.2671 | 22.9597 | 26.2613 | 25.9045
352.9149 | 28.3354 | 0.84475 | 2.3232 | 4.5875 | 8.2001 | 11.8634 | 16.2748 | 17.3114 | 18.8663 | 20.5394 | 23.7075 | 26.8716 | 27.1673
350.9864 | 28.4911 | 0.85625 | 2.4057 | 4.7137 | 8.4995 | 12.227 | 16.7549 | 17.909 | 19.6401 | 21.6807 | 25.1875 | 28.6459 | 29.8023
349.0579 | 28.6485 | 0.85376 | 2.4556 | 4.7096 | 8.5163 | 12.2242 | 16.8331 | 18.0346 | 19.8368 | 21.9953 | 25.5529 | 29.7122 | 30.9869
347.1294 | 28.8077 | 0.86951 | 2.4545 | 4.7212 | 8.4559 | 12.3007 | 17.0876 | 18.2865 | 20.0848 | 22.3501 | 26.1252 | 31.0081 | 32.3048
345.2009 | 28.9686 | 0.91211 | 2.5108 | 4.8639 | 8.5348 | 12.5012 | 17.4858 | 18.7347 | 20.608 | 23.2032 | 27.2887 | 33.0692 | 34.1475
343.2724 | 29.1314 | 0.88463 | 2.4593 | 4.7542 | 8.3857 | 12.1293 | 16.9 | 18.1742 | 20.0855 | 22.727 | 27.0774 | 33.3466 | 34.464
341.3439 | 29.296 | 0.88641 | 2.4432 | 4.6762 | 8.3153 | 11.9301 | 16.5281 | 17.7761 | 19.6482 | 22.4003 | 27.2432 | 33.4306 | 35.2957
339.4154 | 29.4624 | 0.90552 | 2.4934 | 4.8012 | 8.5269 | 12.2901 | 16.9256 | 18.2458 | 20.2262 | 23.2709 | 28.4284 | 34.9821 | 37.0955
337.4869 | 29.6308 | 0.90446 | 2.4766 | 4.7104 | 8.3754 | 12.0884 | 16.7259 | 18.0141 | 19.9465 | 23.1375 | 28.4286 | 35.4718 | 37.8521
335.5584 | 29.8011 | 0.90588 | 2.512 | 4.74 | 8.452 | 12.173 | 16.8361 | 18.1349 | 20.083 | 23.3414 | 28.8951 | 36.5551 | 39.6903
333.6299 | 29.9733 | 0.92083 | 2.4801 | 4.6696 | 8.313 | 11.9027 | 16.5096 | 17.791 | 19.713 | 23.013 | 28.3478 | 36.747 | 39.8089
331.7014 | 30.1476 | 0.88557 | 2.3834 | 4.4852 | 7.9681 | 11.374 | 15.7352 | 17.0052 | 18.9103 | 22.0336 | 27.3183 | 36.1379 | 38.6863
329.7729 | 30.3239 | 0.88004 | 2.3879 | 4.4809 | 7.9319 | 11.2386 | 15.5729 | 16.8292 | 18.7138 | 21.948 | 27.3067 | 36.4882 | 39.3192
327.8445 | 30.5023 | 0.8483 | 2.3416 | 4.3878 | 7.7769 | 10.9142 | 15.2434 | 16.4651 | 18.2975 | 21.6034 | 26.9894 | 36.0022 | 38.9466
325.916 | 30.6828 | 0.82267 | 2.2633 | 4.2423 | 7.5316 | 10.5762 | 14.8484 | 16.0123 | 17.7581 | 20.992 | 26.1376 | 35.0718 | 38.1572
323.9875 | 30.8654 | 0.80053 | 2.2493 | 4.2214 | 7.4858 | 10.5762 | 14.7868 | 15.9677 | 17.739 | 20.8921 | 25.7681 | 34.9365 | 38.3424
322.059 | 31.0502 | 0.75331 | 2.1222 | 3.9903 | 7.0293 | 10.0294 | 14.014 | 15.1709 | 16.9063 | 19.6999 | 24.3882 | 32.8812 | 36.4242
320.1305 | 31.2373 | 0.69727 | 2 | 3.7819 | 6.6568 | 9.5653 | 13.3928 | 14.5264 | 16.2268 | 18.7812 | 23.3584 | 31.2638 | 34.466
318.202 | 31.4266 | 0.66202 | 1.9511 | 3.6787 | 6.542 | 9.3847 | 13.1609 | 14.2959 | 15.9982 | 18.4959 | 22.9747 | 30.6145 | 33.5709
316.2735 | 31.6182 | 0.60011 | 1.8045 | 3.4567 | 6.1699 | 8.8811 | 12.4972 | 13.6048 | 15.2662 | 17.6567 | 21.7646 | 28.8664 | 31.8461
314.345 | 31.8122 | 0.56855 | 1.7173 | 3.3522 | 5.9951 | 8.6582 | 12.2377 | 13.3159 | 14.9331 | 17.3105 | 21.3209 | 28.2116 | 31.1991
312.4165 | 32.0086 | 0.5244 | 1.6275 | 3.2313 | 5.7907 | 8.4239 | 11.9201 | 12.9824 | 14.5759 | 16.936 | 20.7834 | 27.3493 | 30.1953
310.488 | 32.2074 | 0.47231 | 1.4948 | 2.9545 | 5.3613 | 7.8141 | 11.1457 | 12.151 | 13.6591 | 15.8871 | 19.4083 | 25.3542 | 27.7358
308.5595 | 32.4087 | 0.43341 | 1.4028 | 2.797 | 5.1394 | 7.5072 | 10.8612 | 11.8427 | 13.3148 | 15.4318 | 18.6949 | 24.5213 | 26.7004
306.631 | 32.6125 | 0.39862 | 1.2952 | 2.6317 | 4.8645 | 7.1649 | 10.4568 | 11.4001 | 12.815 | 14.7731 | 17.8711 | 23.1227 | 25.4575
304.7025 | 32.8189 | 0.35837 | 1.1803 | 2.4412 | 4.5927 | 6.74 | 9.8815 | 10.7993 | 12.176 | 14.027 | 17.0428 | 21.695 | 23.9048
302.774 | 33.0279 | 0.3388 | 1.1334 | 2.3756 | 4.5262 | 6.6197 | 9.7609 | 10.7088 | 12.1306 | 14.0259 | 17.0016 | 21.7162 | 23.5167
300.8455 | 33.2397 | 0.29831 | 1.0479 | 2.2217 | 4.2632 | 6.3655 | 9.5376 | 10.4592 | 11.8416 | 13.7168 | 16.4897 | 21.043 | 22.8526
298.917 | 33.4541 | 0.27361 | 0.95779 | 2.0659 | 3.9937 | 6.047 | 9.1686 | 10.0895 | 11.4707 | 13.2567 | 15.9852 | 20.2089 | 22.1431
296.9885 | 33.6713 | 0.24444 | 0.87458 | 1.9495 | 3.8217 | 5.8518 | 8.9196 | 9.8648 | 11.2827 | 13.0332 | 15.7792 | 19.8607 | 21.7552
295.06 | 33.8914 | 0.21069 | 0.77422 | 1.7394 | 3.4888 | 5.414 | 8.3608 | 9.2722 | 10.6393 | 12.3523 | 14.8956 | 18.7416 | 20.3569
293.1315 | 34.1144 | 0.17216 | 0.68189 | 1.5551 | 3.1806 | 5.0274 | 7.9157 | 8.8189 | 10.1737 | 11.9055 | 14.3845 | 17.9919 | 19.3345
291.203 | 34.3403 | 0.14904 | 0.62029 | 1.4492 | 2.9968 | 4.809 | 7.7259 | 8.645 | 10.0237 | 11.8537 | 14.404 | 17.87 | 19.1517
289.2745 | 34.5692 | 0.23088 | 0.65055 | 1.3923 | 2.8251 | 4.5312 | 7.3609 | 8.2677 | 9.6277 | 11.4362 | 13.8967 | 17.2951 | 18.5218
287.346 | 34.8013 | 0.47718 | 0.86272 | 1.4796 | 2.8149 | 4.4422 | 7.1668 | 8.0419 | 9.3546 | 11.1105 | 13.4577 | 16.7796 | 17.8572
285.4175 | 35.0364 | 0.33841 | 0.68306 | 1.2658 | 2.5004 | 4.0367 | 6.6699 | 7.5277 | 8.8145 | 10.5703 | 12.8128 | 15.8552 | 16.8042
283.489 | 35.2747 | 0.099514 | 0.39046 | 0.96016 | 2.0782 | 3.4836 | 5.9653 | 6.8031 | 8.0597 | 9.7617 | 11.8939 | 14.5207 | 15.3919
281.5605 | 35.5163 | 0.070804 | 0.32775 | 0.85261 | 1.916 | 3.2027 | 5.5689 | 6.4045 | 7.6579 | 9.3261 | 11.3853 | 13.7703 | 14.6165
279.632 | 35.7613 | 0.0020215 | 0.19112 | 0.68372 | 1.7048 | 2.8889 | 5.1261 | 5.9407 | 7.1626 | 8.8299 | 10.8368 | 13.054 | 13.8241
277.7036 | 36.0096 | -0.02114 | 0.11844 | 0.56714 | 1.4923 | 2.5792 | 4.6612 | 5.4264 | 6.5743 | 8.2034 | 10.1396 | 12.255 | 12.8475
275.7751 | 36.2614 | 0.027923 | 0.18886 | 0.57003 | 1.3591 | 2.3645 | 4.3536 | 5.0767 | 6.1614 | 7.7531 | 9.6698 | 11.6982 | 12.2194
273.8466 | 36.5168 | 0.040603 | 0.19505 | 0.52132 | 1.2 | 2.1257 | 3.9888 | 4.6737 | 5.7009 | 7.2567 | 9.1797 | 11.134 | 11.6308
271.9181 | 36.7758 | 0.032153 | 0.15932 | 0.4333 | 1.0218 | 1.8302 | 3.4974 | 4.1355 | 5.0928 | 6.5907 | 8.4383 | 10.3277 | 10.8209
269.9896 | 37.0385 | 0.02684 | 0.1287 | 0.36449 | 0.88689 | 1.5819 | 3.0776 | 3.668 | 4.5537 | 6.002 | 7.7604 | 9.7065 | 10.1626
268.0611 | 37.3049 | 0.020375 | 0.10394 | 0.31447 | 0.77706 | 1.4026 | 2.7723 | 3.3376 | 4.1857 | 5.6064 | 7.4283 | 9.4669 | 9.9614
266.1326 | 37.5753 | 0.017052 | 0.086496 | 0.262 | 0.65965 | 1.2088 | 2.4449 | 2.9721 | 3.7629 | 5.1402 | 7.0101 | 9.0802 | 9.6775
264.2041 | 37.8495 | 0.013129 | 0.069725 | 0.21001 | 0.54104 | 1.0039 | 2.0923 | 2.5608 | 3.2636 | 4.5747 | 6.4259 | 8.5101 | 9.1926
262.2756 | 38.1278 | 0.011993 | 0.058709 | 0.17823 | 0.45711 | 0.86286 | 1.8476 | 2.2853 | 2.9418 | 4.2353 | 6.1448 | 8.3784 | 9.1487
260.3471 | 38.4103 | 0.0087947 | 0.047865 | 0.14312 | 0.37682 | 0.72239 | 1.5776 | 1.9759 | 2.5733 | 3.8252 | 5.6925 | 7.9832 | 8.8556
258.4186 | 38.6969 | 0.0066319 | 0.037432 | 0.10605 | 0.28548 | 0.56626 | 1.2484 | 1.5854 | 2.0909 | 3.1948 | 4.9274 | 7.1798 | 8.0424
256.4901 | 38.9879 | 0.005446 | 0.03087 | 0.085575 | 0.22627 | 0.45472 | 1.026 | 1.3225 | 1.7672 | 2.7773 | 4.474 | 6.8218 | 7.7016
254.5616 | 39.2832 | 0.0052984 | 0.023782 | 0.072515 | 0.18783 | 0.37155 | 0.86178 | 1.1277 | 1.5266 | 2.4915 | 4.1474 | 6.5767 | 7.5433
252.6331 | 39.5831 | 0.0037084 | 0.016283 | 0.052406 | 0.13894 | 0.27983 | 0.6798 | 0.91495 | 1.2677 | 2.1827 | 3.7982 | 6.2337 | 7.237
250.7046 | 39.8876 | 0.0035341 | 0.012616 | 0.037418 | 0.10015 | 0.20446 | 0.53154 | 0.7443 | 1.0634 | 1.9389 | 3.5618 | 6.0401 | 7.0602
248.7761 | 40.1968 | 0.002416 | 0.010532 | 0.029199 | 0.078002 | 0.15618 | 0.40428 | 0.57901 | 0.8411 | 1.5703 | 3.0132 | 5.3322 | 6.3241
246.8476 | 40.5108 | 0.0018711 | 0.0084878 | 0.020753 | 0.059898 | 0.12312 | 0.29798 | 0.42593 | 0.61787 | 1.1461 | 2.2948 | 4.2267 | 5.1253
244.9191 | 40.8298 | 0.0014178 | 0.0075691 | 0.016783 | 0.046037 | 0.09878 | 0.23577 | 0.32835 | 0.46721 | 0.87779 | 1.7994 | 3.4409 | 4.2382
242.9906 | 41.1539 | 0.0016012 | 0.004857 | 0.014377 | 0.032777 | 0.076872 | 0.1798 | 0.24493 | 0.34264 | 0.67389 | 1.3844 | 2.7266 | 3.4096
241.0621 | 41.4831 | 0.0014094 | 0.0019596 | 0.0094086 | 0.023316 | 0.049044 | 0.11258 | 0.15315 | 0.21401 | 0.42264 | 0.8962 | 1.8017 | 2.3185
239.1336 | 41.8176 | 0.0013435 | 0.0030775 | 0.0059062 | 0.017804 | 0.028574 | 0.068778 | 0.095666 | 0.136 | 0.26465 | 0.5607 | 1.1817 | 1.5927
237.2051 | 42.1576 | 0.00030471 | 0.0026923 | 0.0048016 | 0.011162 | 0.019414 | 0.047582 | 0.065015 | 0.091166 | 0.1818 | 0.37461 | 0.83668 | 1.1452
235.2766 | 42.5032 | 0.00071854 | 0.0011914 | 0.0035367 | 0.0047511 | 0.011713 | 0.028843 | 0.03564 | 0.045836 | 0.10059 | 0.21752 | 0.47929 | 0.67518
233.3481 | 42.8544 | 0.00019934 | 0.00020095 | 0.00035645 | 0.0008167 | 0.0011302 | 0.0026811 | 0.0031229 | 0.0037855 | 0.0084366 | 0.019855 | 0.044473 | 0.06288
231.4196 | 43.2116 | -0.002572 | -0.0033573 | -0.0031902 | -0.0078696 | -0.0070335 | -0.014992 | -0.017954 | -0.022396 | -0.0474 | -0.099987 | -0.27247 | -0.35503
229.4911 | 43.5747 | -0.0010906 | -0.0018497 | -0.002035 | -0.0045508 | -0.0040933 | -0.0097728 | -0.01367 | -0.019517 | -0.034787 | -0.057006 | -0.15997 | -0.235
227.5626 | 43.944 | -0.00023824 | -0.00041755 | -0.00011323 | -0.0038106 | -0.0011584 | -0.0061786 | -0.0095804 | -0.014683 | -0.023572 | -0.035711 | -0.088615 | -0.14528
225.6341 | 44.3195 | 4.7051e-05 | -0.0017562 | 0.0036197 | -0.0052044 | 0.00071162 | -0.014142 | -0.014497 | -0.01503 | -0.029648 | -0.083415 | -0.26817 | -0.20524
223.7056 | 44.7016 | 0.0030537 | -0.0022844 | 0.009511 | 0.013818 | -0.0059145 | -0.031517 | -0.026062 | -0.017879 | 0.015079 | -0.20566 | -0.53271 | -0.13903
221.7771 | 45.0903 | 0.053913 | 0.036721 | 0.052107 | 0.082992 | 0.014453 | -0.10178 | -0.10895 | -0.11971 | 0.14779 | -0.5826 | -0.77316 | -0.54941
Interval | 14 | 0.28665 | 1.9628 | 5.8334 | 8.4125 | 9.1062 | 11.7271 |  | 13.2272 | 9.4251 | 11.209 | 13.0647 | 20.2086
-1.9285
DQE Merit Function |  | 0.25 | 0.5 | 0.75 | 1 | 1.2 | 1.5 |  | 1.75 | 2 | 2.25 | 2.5 | 2.6
19 | 37 | 1.0807 | 3.0137 | 5.5291 | 9.3449 | 12.7144 | 16.4232 |  | 18.4132 | 19.6282 | 21.7789 | 25.7393 | 26.6451
19 | 26 | 0.55869 | 1.6839 | 3.3348 | 6.0455 | 8.7271 | 12.2679 |  | 14.6088 | 16.4096 | 19.3263 | 23.8572 | 25.3612
26 | 37 | 1.7585 | 4.7487 | 8.4075 | 13.6994 | 18.0145 | 22.027 |  | 23.6258 | 24.135 | 25.3866 | 28.7656 | 28.9443
36 | 42 | 2.6107 | 6.1923 | 9.8891 | 15.0737 | 19.2644 | 22.708 |  | 22.8095 | 23.8906 | 22.7882 | 24.9969 | 25.695
dose9 | 1
good pixel fraction |  | 0.99967 | 0.9991 | 0.99756 | 0.99338 | 0.98526 | 0.95107 |  | 0.867 | 0.63846 | 0.017233 | 0 | 0
gp merit function 1/4 |  | 1 | 1 | 0.99996 | 0.99974 | 0.99872 | 0.98656 |  | 0.91174 | 0.54254 | 2.0208e-05 | 0 | 0
gp merit function 2/10 |  | 1 | 1 | 1 | 0.99997 | 0.99964 | 0.98916 |  | 0.86227 | 0.23739 | 3.3943e-13 | 0 | 0
Total merit function 1/4
19 | 37 | 1.0807 | 3.0136 | 5.5289 | 9.3425 | 12.6982 | 16.2024 |  | 16.7881 | 10.649 | 0.0004401 | 0 | 0
19 | 26 | 0.55869 | 1.6839 | 3.3347 | 6.044 | 8.7159 | 12.103 |  | 13.3195 | 8.9028 | 0.00039054 | 0 | 0
26 | 37 | 1.7585 | 4.7487 | 8.4072 | 13.6958 | 17.9915 | 21.7309 |  | 21.5407 | 13.0941 | 0.000513 | 0 | 0
36 | 42 | 2.6107 | 6.1923 | 9.8888 | 15.0698 | 19.2397 | 22.4027 |  | 20.7965 | 12.9615 | 0.0004605 | 0 | 0
Total merit function 2/10
19 | 37 | 1.0807 | 3.0137 | 5.5291 | 9.3446 | 12.7099 | 16.2451 |  | 15.8771 | 4.6595 | 7.3925e-12 | 0 | 0
19 | 26 | 0.55869 | 1.6839 | 3.3348 | 6.0453 | 8.724 | 12.1349 |  | 12.5967 | 3.8955 | 6.56e-12 | 0 | 0
26 | 37 | 1.7585 | 4.7487 | 8.4075 | 13.6989 | 18.0081 | 21.7882 |  | 20.3718 | 5.7294 | 8.617e-12 | 0 | 0
36 | 42 | 2.6107 | 6.1923 | 9.8891 | 15.0732 | 19.2575 | 22.4617 |  | 19.6679 | 5.6714 | 7.735e-12 | 0 | 0
| 1/4 |  |  | dose9 | 1
good pixels | gp merit function |  | Total merit | 19 | 19 | 26 | 36
|  |  |  | 37 | 26 | 37 | 42
0.99988 | 1 |  | 0.25 | 1.2681 | 1.8198 | 0.59433 | 0.01062
0.99967 | 1 |  | 0.5 | 3.466 | 4.8454 | 1.7916 | 0.065728
0.9991 | 1 |  | 0.75 | 6.2526 | 8.4807 | 3.5643 | 0.20072
0.99756 | 0.99996 |  | 1 | 10.4411 | 13.741 | 6.4901 | 0.49829
0.99458 | 0.99982 |  | 1.2 | 14.0403 | 17.9593 | 9.3858 | 0.90341
0.982 | 0.9981 |  | 1.5 | 17.7486 | 21.7411 | 13.0836 | 1.7738
0.95107 | 0.98656 |  | 1.75 | 18.1401 | 21.4016 | 14.4032 | 2.5139
0.867 | 0.91174 |  | 2 | 11.4535 | 13.0881 | 9.6248 | 2.0814
0.63846 | 0.54254 |  | 2.25 | 0.00046694 | 0.00051096 | 0.00042075 | 0.00010988
0.017233 | 2.0208e-05 |  | 2.5 | 0 | 0 | 0 | 0
0 | 0 |  | 2.6 | 0 | 0 | 0 | 0
| 1/4 |  |  | dose9 | 5
good pixels | gp merit function |  | Total merit | 19 | 19 | 26 | 36
|  |  |  | 37 | 26 | 37 | 42
0.99939 | 1 |  | 0.25 | 1.2681 | 1.8198 | 0.59432 | 0.01062
0.99835 | 0.99998 |  | 0.5 | 3.4656 | 4.8449 | 1.7914 | 0.06572
0.99552 | 0.99988 |  | 0.75 | 6.2474 | 8.4736 | 3.5613 | 0.20055
0.98782 | 0.99912 |  | 1 | 10.3781 | 13.6581 | 6.4509 | 0.49528
0.97289 | 0.99575 |  | 1.2 | 13.644 | 17.4524 | 9.1209 | 0.87791
0.91 | 0.95704 |  | 1.5 | 13.444 | 16.4682 | 9.9104 | 1.3436
0.75535 | 0.74728 |  | 1.75 | 2.24 | 2.6427 | 1.7785 | 0.31042
0.33498 | 0.11258 |  | 2 | 0 | 0 | 0 | 0
0 | 0 |  | 2.25 | 0 | 0 | 0 | 0
0 | 0 |  | 2.5 | 0 | 0 | 0 | 0
0 | 0 |  | 2.6 | 0 | 0 | 0 | 0
| 2/10 |  |  | dose9 | 1
good pixels | gp merit function |  | Total merit | 19 | 19 | 26 | 36
|  |  |  | 37 | 26 | 37 | 42
0.99988 | 1 |  | 0.25 | 1.2681 | 1.8198 | 0.59433 | 0.01062
0.99967 | 1 |  | 0.5 | 3.466 | 4.8454 | 1.7916 | 0.065728
0.9991 | 1 |  | 0.75 | 6.2528 | 8.481 | 3.5645 | 0.20072
0.99756 | 1.0003 |  | 1 | 10.4435 | 13.7441 | 6.4915 | 0.4984
0.99458 | 1.0012 |  | 1.2 | 14.0533 | 17.9758 | 9.3944 | 0.90424
0.982 | 1.012 |  | 1.5 | 17.7954 | 21.7984 | 13.1181 | 1.7785
0.95107 | 1.0613 |  | 1.75 | 17.1557 | 20.2403 | 13.6216 | 2.3775
0.867 | 1.1164 |  | 2 | 5.0116 | 5.7268 | 4.2114 | 0.91073
0.63846 | 0.39979 |  | 2.25 | 7.8432e-12 | 8.5828e-12 | 7.0675e-12 | 1.8456e-12
0.017233 | 6.7754e-13 |  | 2.5 | 0 | 0 | 0 | 0
0 | 0 |  | 2.6 | 0 | 0 | 0 | 0
| 2/10 |  |  | dose9 | 5
good pixels | gp merit function |  | Total merit | 19 | 19 | 26 | 36
|  |  |  | 37 | 26 | 37 | 42
0.99939 | 1 |  | 0.25 | 1.2681 | 1.8198 | 0.59433 | 0.01062
0.99835 | 1.0001 |  | 0.5 | 3.466 | 4.8454 | 1.7916 | 0.065728
0.99552 | 1.0009 |  | 0.75 | 6.2516 | 8.4793 | 3.5637 | 0.20068
0.98782 | 1.0058 |  | 1 | 10.4056 | 13.6943 | 6.468 | 0.4966
0.97289 | 1.0245 |  | 1.2 | 13.6027 | 17.3995 | 9.0932 | 0.87525
0.91 | 1.1174 |  | 1.5 | 9.746 | 11.9383 | 7.1843 | 0.97403
0.75535 | 0.82716 |  | 1.75 | 0.070165 | 0.082781 | 0.055711 | 0.0097237
0.33498 | 0.0066822 |  | 2 | 0 | 0 | 0 | 0
0 | 0 |  | 2.25 | 0 | 0 | 0 | 0
0 | 0 |  | 2.5 | 0 | 0 | 0 | 0
0 | 0 |  | 2.6 | 0 | 0 | 0 | 0

## SiSb_chart
1 V
2.5 V

## labwarm
A | B | C | 2026-07-30 | E | F | G | L | M | N | O | P | Q | R | S | T | U
c |  |  | t_int= | E: 2; F: s; N: e; O: T
c | documented |  | D= | E: 85; F: cm
c | 1998-05-01 |  | t_tel= | E: 1; F: t_sce=; G: 1; M: sun; N: 0; O: 4000
c |  | l_max/D | t_align= | 1 | ND-out | 2 |  | zody | 0 | 270 | elat | 90
c | src | pix | f_stray | E: 1; M: gal; N: 0; O: 25
c | (phs-1cm-2 |  | cm-2 | E: src; F: noise; M: src; N: 1; O: 333; R: grating
c lambda | um-1sr-1) | arcsec | aomega | on det | int |  | R_min= |  |  |  |  | trans | effic | slit | dqe | bg | AR
c Si:As BIBs DCO2-1 response, gain |  |  |  | E: s-1; L: 62 |  |  |  | mirror
c Required RN, measured i_d |  |  |  | E: ND-in; F: Short Lo; M: beam; N: RN; P: i_D; Q: non-ge; R: blaze | opt at |  |  | protective
lambda |  |  |  | 4 |  |  | R |  | 30 |  | 10 | 0.75 | 11.5 | 0.6 |  | 1 | 7.5 | Required | filter | coating
5 | 16954025323126600 | 1.8 | 4.3325e-07 | 44.6637 | 31.7699 |  | 82.6667 | 4 | 30 |  | 10 | 0.4421 | 0.73684 | 0.75 | 0.22739 | 1 | 1.2143 | 0.11 | 0.8 | 1
5.4224 | 24032396830328600 | 1.8 | 4.3325e-07 | 94.4115 | 33.299 |  | 89.6497 | 4 | 30 |  | 10 | 0.57172 | 0.95287 | 0.6 | 0.26222 | 1 | 1.2912 | 0.11 | 0.8 | 1
5.8804 | 32330124744072100 | 1.8 | 4.3325e-07 | 150.5197 | 34.9434 |  | 97.2225 | 4 | 30 |  | 10 | 0.59613 | 0.99355 | 0.6 | 0.29804 | 1 | 1.3532 | 0.11 | 0.8 | 1
6.3771 | 41448459458024000 | 1.8 | 4.3325e-07 | 191.09 | 36.0857 |  | 105.4351 | 4 | 30 |  | 10 | 0.52743 | 0.87904 | 0.6 | 0.33357 | 1 | 1.3966 | 0.11 | 0.8 | 1
6.9158 | 50836732137583000 | 1.8 | 4.3325e-07 | 199.3913 | 36.315 |  | 114.3414 | 4 | 30 |  | 10 | 0.40663 | 0.67772 | 0.6 | 0.36808 | 1 | 1.4211 | 0.11 | 0.8 | 1
7.5 | 59865581387020800 | 1.8 | 4.3325e-07 | 173.8096 | 35.6036 |  | 124 | 4 | 30 |  | 10 | 0.2761 | 0.46017 | 0.6 | 0.40128 | 1 | 1.4286 | 0.11 | 0.8 | 1
7.5 | 59865581387020800 | 1.8 | 4.3325e-07 | 299.4141 | 38.9721 |  | 62 | 4 | 30 |  | 10 | 0.23781 | 0.35232 | 0.6 | 0.40128 | 1 | 1.4286 | 0.11 | 0.9 | 1
8.1335 | 67914734222166096 | 1.8 | 4.3325e-07 | 555.0549 | 45.0567 |  | 67.2372 | 4 | 30 |  | 10 | 0.3655 | 0.54921 | 0.6 | 0.42666 | 1 | 1.4222 | 0.11 | 0.9 | 0.98592 | 0.16
8.8206 | 74455706979928704 | 1.8 | 4.3325e-07 | 740.296 | 48.9958 |  | 72.9169 | 4 | 30 |  | 10 | 0.45 | 0.73099 | 0.6 | 0.42159 | 1 | 1.4053 | 0.11 | 0.9 | 0.912 | 1
9.5657 | 79113177800318896 | 1.8 | 4.3325e-07 | 985.0634 | 53.7599 |  | 79.0763 | 4 | 30 |  | 10 | 0.5734 | 0.87251 | 0.6 | 0.41434 | 1 | 1.3811 | 0.11 | 0.9 | 0.9736 | 0.3
10.3737 | 81696034424192000 | 1.8 | 4.3325e-07 | 1115.9024 | 56.1409 |  | 85.756 | 4 | 30 |  | 10 | 0.64237 | 0.96182 | 0.6 | 0.40573 | 1 | 1.3524 | 0.11 | 0.9 | 0.98944 | 0.12
11.25 | 82197300544494704 | 1.8 | 4.3325e-07 | 1150.8758 | 56.7605 |  | 93 | 4 | 30 |  | 10 | 0.6739 | 0.99838 | 0.6 | 0.39643 | 1 | 1.3214 | 0.11 | 0.9 | 1
12.2003 | 80768755740140496 | 1.8 | 4.3325e-07 | 1093.7249 | 55.7445 |  | 100.8559 | 4 | 30 |  | 10 | 0.66771 | 0.98921 | 0.6 | 0.38696 | 1 | 1.2899 | 0.11 | 0.9 | 1
13.2309 | 77679710003709200 | 1.8 | 4.3325e-07 | 980.7574 | 53.6797 |  | 109.3753 | 4 | 30 |  | 10 | 0.63784 | 0.94495 | 0.6 | 0.37769 | 1 | 1.259 | 0.11 | 0.9 | 1
14 | 74724882004430000 | 1.8 | 4.3325e-07 | 883.2187 | 51.8309 |  | 115.7333 | 4 | 30 |  | 10 | 0.60709 | 0.8994 | 0.6 | 0.37148 | 1 | 1.2383 | 0.11 | 0.9 | 1
c |  |  | maximum | E: 1150.8758; Q: median; R: 0.87904
c |  |  | min | E: 44.6637
c
0.32
c Si:Sb |  |  |  | E: ND-in; F: Long Lo; L: R_min=; Q: non-ge; R: blaze; T: 31.01
lambda |  |  |  | E: 4; L: 62; Q: 0.68; R: 30.8; T: 42; U: 1 | 20 | Required
14 | 74724882004430000 | 4.8 | 3.0809e-06 | 4089.8215 | 95.6015 |  | 82.6667 | 4 | 30 |  | 30 | 0.29755 | 0.87514 | 0.6 | 0.35254 | 1 | 1.1025 | 0.3 | 0.5 | 1
15.6 | 67726476404473000 | 4.8 | 3.0809e-06 | 4521.0194 | 100.0102 |  | 92.1143 | 4 | 30 |  | 30 | 0.33927 | 0.99784 | 0.6 | 0.37711 | 1 | 1.1785 | 0.3 | 0.5 | 1
16.5 | 63634718485250000 | 4.8 | 3.0809e-06 | 2876.9104 | 81.9379 |  | 97.4286 | 4 | 30 |  | 30 | 0.2244 | 0.94286 | 0.6 | 0.38613 | 1 | 1.2067 | 0.3 | 0.35 | 1
17.2 | 60486335648571904 | 4.8 | 3.0809e-06 | 3625.7394 | 90.6172 |  | 101.5619 | 4 | 30 |  | 30 | 0.29374 | 0.86394 | 0.6 | 0.39112 | 1 | 1.2222 | 0.3 | 0.5 | 1
18.3973 | 55286225423752304 | 4.8 | 3.0809e-06 | 2704.7144 | 79.8087 |  | 108.6317 | 4 | 30 |  | 30 | 0.23665 | 0.69602 | 0.6 | 0.39621 | 1 | 1.2382 | 0.3 | 0.5 | 1
20 | 48848339203029504 | 4.8 | 3.0809e-06 | 1511.2115 | 63.1064 |  | 118.0952 | 4 | 30 |  | 30 | 0.14903 | 0.47131 | 0.6 | 0.39786 | 1 | 1.2433 | 0.3 | 0.5 | 0.93
20.4 | 47347980070723200 | 4.8 | 3.0809e-06 | 338.6844 | 40.4644 |  | 60.2286 | 4 | 30 |  | 30 | 0.017241 | 0.38948 | 0.6 | 0.39757 | 1 | 1.2424 | 0.3 | 0.07 | 0.93 |  | mgo | nomgo
20.9 | 45534404643655600 | 4.8 | 3.0809e-06 | 2674.5051 | 79.4293 |  | 61.7048 | 4 | 30 |  | 30 | 0.14181 | 0.44849 | 0.6 | 0.39691 | 1 | 1.2403 | 0.3 | 0.5 | 0.93 | #REF! | 0.7 | 0.7
21.4 | 43789643982342304 | 4.8 | 3.0809e-06 | 2896.1351 | 82.1722 |  | 63.181 | 4 | 30 |  | 30 | 0.16007 | 0.50624 | 0.6 | 0.39594 | 1 | 1.2373 | 0.3 | 0.5 | 0.93 |  | 0.72 | 0.72
22 | 41785989368873904 | 4.8 | 3.0809e-06 | 3349.457 | 87.5152 |  | 64.9524 | 4 | 30 |  | 30 | 0.19475 | 0.57279 | 0.6 | 0.39443 | 1 | 1.2326 | 0.3 | 0.5 | 1 |  | 0.72 | 0.74
23.5314 | 37103098733063400 | 4.8 | 3.0809e-06 | 3704.648 | 91.4839 |  | 69.4737 | 4 | 30 |  | 30 | 0.24581 | 0.72298 | 0.6 | 0.38925 | 1 | 1.2164 | 0.3 | 0.5 | 1 |  | 0.72 | 0.77
25.1695 | 32733161555360600 | 4.8 | 3.0809e-06 | 3754.2224 | 92.0242 |  | 74.3098 | 4 | 30 |  | 30 | 0.28758 | 0.84583 | 0.6 | 0.38218 | 1 | 1.1943 | 0.3 | 0.5 | 1 |  | 0.24 | 0.75
26.9215 | 28707531070449500 | 4.8 | 3.0809e-06 | 3301.2851 | 86.963 |  | 79.4826 | 4 | 30 |  | 30 | 0.29519 | 0.93356 | 0.6 | 0.37332 | 1 | 1.1666 | 0.3 | 0.5 | 0.93 |  | 0.7 | 0.73
28.7955 | 25040675087248200 | 4.8 | 3.0809e-06 | 3168.5323 | 85.4229 |  | 85.0154 | 4 | 30 |  | 30 | 0.33461 | 0.98416 | 0.6 | 0.36238 | 1 | 1.1324 | 0.3 | 0.5 | 1 |  | 0.72 | 0.72
30.8 | 21733644820598200 | 4.8 | 3.0809e-06 | #DIV/0! | #DIV/0! |  | 90.9333 | 4 | 30 |  | 30 | #DIV/0! | #DIV/0! | 0.6 | 0.34821 | 1 | 1.0881 | 0.3 | 0.5 | 1 |  | 0.72 | 0.72
32.944 | 18777284841101800 | 4.8 | 3.0809e-06 | 1773.2156 | 67.13 |  | 97.2632 | 4 | 30 |  | 30 | 0.33529 | 0.98614 | 0.6 | 0.2699 | 1 | 1.0236 | 0.3 | 0.5 | 1 |  | 0.72 | 0.72
35.2372 | 16155066906558900 | 4.8 | 3.0809e-06 | 975.7356 | 53.9581 |  | 104.0338 | 4 | 30 |  | 30 | 0.32263 | 0.94891 | 0.6 | 0.1794 | 1 | 0.91105 | 0.3 | 0.5 | 1 |  | 0.66 | 0.66
37.6901 | 13845495003665700 | 4.8 | 3.0809e-06 | 382.1201 | 41.524 |  | 111.2756 | 4 | 30 |  | 30 | 0.30422 | 0.89478 | 0.6 | 0.086935 | 1 | 0.69275 | 0.3 | 0.5 | 1 |  | 0.62 | 0.62
40 | 12044810293585400 | 4.8 | 3.0809e-06 | 99.3393 | 34.0394 |  | 118.0952 | 4.0788 | 30 |  | 30 | 0.2848 | 0.83764 | 0.6 | 0.027751 | 1 | 0.47654 | 0.3 | 0.5 | 1 |  | 0.59 | 0.59
c |  |  | maximum | E: #DIV/0!; Q: median; R: #DIV/0!
c
c
c
c Si:As BIBs DCO2-1 response, gain |  |  |  | F: Short Hi; Q: non; R: pred
c Required RN, measured i_d |  |  |  | E: ND-in; N: RN; P: i_D; Q: pred; R: blaze
c |  |  |  | E: 2; Q: 0.50575; R: 12.5; S: 0.6; U: 1 | 13.33
10 | 80788937701642496 | 2.4 | 7.7022e-07 | 12111.9851 | 158.5685 |  | 600 | 4 | 30 |  | 10 | 0.32468 | 0.81057 | 0.6 | 0.35971 | 1 | 1.199 | 6e-23 | 0.8 | 0.99
11 | 82260698054955392 | 2.4 | 7.7022e-07 | 16343.1948 | 183.3205 |  | 600 | 4 | 30 |  | 10 | 0.38045 | 0.9403 | 0.6 | 0.36982 | 1 | 1.2327 | 6e-23 | 0.8 | 1
12 | 81205389876225696 | 2.4 | 7.7022e-07 | 18850.5065 | 196.5223 |  | 600 | 4 | 30 |  | 10 | 0.40229 | 0.9943 | 0.6 | 0.37458 | 1 | 1.2486 | 6e-23 | 0.8 | 1
13 | 78474957665480896 | 2.4 | 7.7022e-07 | 19792.3496 | 201.2578 |  | 600 | 4 | 30 |  | 10 | 0.40263 | 0.99514 | 0.6 | 0.37536 | 1 | 1.2512 | 6e-23 | 0.8 | 1
14 | 74724882004430000 | 2.4 | 7.7022e-07 | 19531.2853 | 199.9564 |  | 600 | 4 | 30 |  | 10 | 0.38955 | 0.9628 | 0.6 | 0.37335 | 1 | 1.2445 | 6e-23 | 0.8 | 1
15 | 70427496217627000 | 2.4 | 7.7022e-07 | 18483.7571 | 194.6472 |  | 600 | 4 | 30 |  | 10 | 0.36895 | 0.91189 | 0.6 | 0.36942 | 1 | 1.2314 | 6e-23 | 0.8 | 1
16 | 65907636780210000 | 2.4 | 7.7022e-07 | 16997.5038 | 186.8556 |  | 600 | 4 | 30 |  | 10 | 0.34478 | 0.85216 | 0.6 | 0.36418 | 1 | 1.2139 | 6e-23 | 0.8 | 1
17 | 61379826155054600 | 2.4 | 7.7022e-07 | 15321.6758 | 177.6608 |  | 600 | 4 | 30 |  | 10 | 0.31952 | 0.78972 | 0.6 | 0.35799 | 1 | 1.1933 | 6e-23 | 0.8 | 1
18 | 56979657100543000 | 2.4 | 7.7022e-07 | 13617.3616 | 167.7937 |  | 600 | 4 | 30 |  | 10 | 0.29463 | 0.7282 | 0.6 | 0.35104 | 1 | 1.1701 | 6e-23 | 0.8 | 1
19.5 | 50784969793654800 | 2.4 | 7.7022e-07 | 10418.156 | 147.5002 |  | 600 | 4 | 30 |  | 10 | 0.24149 | 0.64177 | 0.6 | 0.33936 | 1 | 1.1312 | 6e-23 | 0.8 | 0.93
c |  |  | maximum | E: 19792.3496; M: #REF!; Q: median; R: 0.82094
c |  |  |  | M: #REF!
c
c Si:Sb |  |  |  | F: Long Hi
c RN and I_d SbL3-2 |  |  |  | E: 2.5; Q: 0.448; R: 25.5; S: 0.6; U: 1 | 25 |  | filter | protect |  | mgo | nomgo
19 | 52787934906677000 | 4.8 | 3.0809e-06 | 10378.7522 | 147.3686 |  | 600 | 4 | 30 |  | 30 | 0.14999 | 0.66962 | 0.6 | 0.42487 | 1 | 1.3277 | 6e-23 | 0.5 | 1 |  | 0.65 | 0.67
20.5053 | 46960181658722000 | 4.8 | 3.0809e-06 | 11735.7243 | 156.3056 |  | 600 | 4 | 30 |  | 30 | 0.1707 | 0.81943 | 0.6 | 0.43969 | 1 | 1.374 | 6e-23 | 0.5 | 0.93 |  | 0.7 | 0.7
22.1299 | 41364859331910496 | 4.8 | 3.0809e-06 | 13836.9648 | 169.2156 |  | 600 | 4 | 30 |  | 30 | 0.20742 | 0.926 | 0.6 | 0.44879 | 1 | 1.4025 | 6e-23 | 0.5 | 1 |  | 0.72 | 0.72
23.8833 | 36111095410577600 | 4.8 | 3.0809e-06 | 13975.9807 | 170.0352 |  | 600 | 4 | 30 |  | 30 | 0.22064 | 0.98502 | 0.6 | 0.45231 | 1 | 1.4135 | 6e-23 | 0.5 | 1 |  | 0.72 | 0.72
25.2 | 32657506931623900 | 4.8 | 3.0809e-06 | 12566.6391 | 161.5341 |  | 600 | 4 | 30 |  | 30 | 0.20822 | 0.99953 | 0.6 | 0.45163 | 1 | 1.4113 | 6e-23 | 0.5 | 0.93 |  | 0.24 | 0.72
27.1966 | 28130511631382000 | 4.8 | 3.0809e-06 | 12264.1813 | 159.6508 |  | 600 | 4 | 30 |  | 30 | 0.22115 | 0.98726 | 0.6 | 0.44642 | 1 | 1.3951 | 6e-23 | 0.5 | 1 |  | 0.7 | 0.72
29.3513 | 24064901199674300 | 4.8 | 3.0809e-06 | 10579.8516 | 148.7269 |  | 600 | 4 | 30 |  | 30 | 0.2116 | 0.94463 | 0.6 | 0.43595 | 1 | 1.3623 | 6e-23 | 0.5 | 1 |  | 0.7 | 0.7
31.6767 | 20458756697358600 | 4.8 | 3.0809e-06 | 8158.8509 | 131.4447 |  | 600 | 4 | 30 |  | 30 | 0.19735 | 0.88101 | 0.6 | 0.39288 | 1 | 1.307 | 6e-23 | 0.5 | 1 |  | 0.72 | 0.72
34.1864 | 17294702564900800 | 4.8 | 3.0809e-06 | 4751.442 | 102.2882 |  | 600 | 4 | 30 |  | 30 | 0.18029 | 0.80485 | 0.6 | 0.27452 | 1 | 1.2066 | 6e-23 | 0.5 | 1 |  | 0.7 | 0.7
36.895 | 14544919730414900 | 4.8 | 3.0809e-06 | 2080.4657 | 71.5607 |  | 600 | 4 | 30 |  | 30 | 0.16196 | 0.72304 | 0.6 | 0.14742 | 1 | 0.99174 | 6e-23 | 0.5 | 1 |  | 0.65 | 0.65
|  |  | maximum | E: 11157.7879; M: #REF!; Q: median; R: 0.9035
#REF!
Peak Up
4
14 | 74724882004430000 | 1.8 | 5.199e-07 | 8659.1544 | 135.0493 |  | 14 | 4 | 30 |  | 10 | 0.6 | 1 | 0.75 | 0.37148 | 1 | 1.2383 | 0.11 | 0.8 | 1
15 | 70427496217627000 | 1.8 | 5.199e-07 | 8003.0437 | 130.1003 |  | 15 | 4.0788 | 30 |  | 10 | 0.6 | 1 | 0.6 | 0.36429 | 1 | 1.2143 | 0.11 | 0.8 | 1
16 | 65907636780210000 | 1.8 | 5.199e-07 | 7359.8828 | 125.059 |  | 16 | 4.6408 | 30 |  | 10 | 0.6 | 1 | 0.6 | 0.35798 | 1 | 1.1933 | 0.11 | 0.8 | 1
17 | 61379826155054600 | 1.8 | 5.199e-07 | 6748.7386 | 120.0728 |  | 17 | 5.239 | 30 |  | 10 | 0.6 | 1 | 0.6 | 0.35247 | 1 | 1.1749 | 0.11 | 0.8 | 1
|  |  | Total | E: 30770.8195
18 | 56979657100543000 | 1.8 | 5.199e-07 | 6179.1615 | 115.2316 |  | 18 | 5.8735 | 30 |  | 10 | 0.6 | 1 | 0.6 | 0.34765 | 1 | 1.1588 | 0.11 | 0.8 | 1
19 | 52787934906677000 | 1.8 | 5.199e-07 | 5654.8509 | 110.588 |  | 19 | 6.5442 | 30 |  | 10 | 0.6 | 1 | 0.6 | 0.34341 | 1 | 1.1447 | 0.11 | 0.8 | 1
20 | 48848339203029504 | 1.8 | 5.199e-07 | 5176.0267 | 106.1699 |  | 20 | 7.2512 | 30 |  | 10 | 0.6 | 1 | 0.6 | 0.33968 | 1 | 1.1323 | 0.11 | 0.8 | 1
21 | 45179956000492896 | 1.8 | 5.199e-07 | 4740.9328 | 101.9895 |  | 21 | 7.9945 | 30 |  | 10 | 0.6 | 1 | 0.6 | 0.33639 | 1 | 1.1213 | 0.11 | 0.8 | 1
22 | 41785989368873904 | 1.8 | 5.199e-07 | 4346.7752 | 98.0487 |  | 22 | 8.774 | 30 |  | 10 | 0.6 | 1 | 0.6 | 0.33348 | 1 | 1.1116 | 0.11 | 0.8 | 1
23 | 38659724833714200 | 1.8 | 5.199e-07 | 3990.2966 | 94.343 |  | 23 | 9.5897 | 30 |  | 10 | 0.6 | 1 | 0.6 | 0.33088 | 1 | 1.1029 | 0.11 | 0.8 | 1
24 | 35788557481999100 | 1.8 | 5.199e-07 | 3668.1201 | 90.8639 |  | 24 | 10.4418 | 30 |  | 10 | 0.6 | 1 | 0.6 | 0.32857 | 1 | 1.0952 | 0.11 | 0.8 | 1
25 | 33156676335346800 | 1.8 | 5.199e-07 | 3376.9477 | 87.6008 |  | 25 | 11.33 | 30 |  | 10 | 0.6 | 1 | 0.6 | 0.3265 | 1 | 1.0883 | 0.11 | 0.8 | 1
|  |  | Total | E: 37133.1115

## labcool
A | B | C | 2026-07-30 | E | F | G | L | M | N | O | P | Q | R | S | T | U
c |  |  | t_int= | E: 2; F: s; N: e; O: T
c | documented |  | D= | E: 85; F: cm
c | 1998-05-01 |  | t_tel= | E: 1; F: t_sce=; G: 1; M: sun; N: 0; O: 4000
c |  | l_max/D | t_align= | 1 | ND-out | 2 |  | zody | 0 | 270 | elat | 90
c | src | pix | f_stray | E: 1; M: gal; N: 0; O: 25
c | (phs-1cm-2 |  | cm-2 | E: src; F: noise; M: src; N: 1; O: 295; R: grating
c lambda | um-1sr-1) | arcsec | aomega | on det | int |  | R_min= |  |  |  |  | trans | effic | slit | dqe | bg | AR
c Si:As BIBs DCO2-1 response, gain |  |  |  | E: s-1; L: 62 |  |  |  | mirror
c Required RN, measured i_d |  |  |  | E: ND-in; F: Short Lo; M: beam; N: RN; P: i_D; Q: non-ge; R: blaze | opt at |  |  | protective
lambda |  |  |  | 4 |  |  | R |  | 30 |  | 10 | 0.75 | 11.5 | 0.6 |  | 1 | 7.5 | Required | filter | coating
5 | 5569202358523520 | 1.8 | 4.3325e-07 | 14.6715 | 30.8114 |  | 82.6667 | 4 | 30 |  | 10 | 0.4421 | 0.73684 | 0.75 | 0.22739 | 1 | 1.2143 | 0.11 | 0.8 | 1
5.4224 | 8608500166973820 | 1.8 | 4.3325e-07 | 33.8186 | 31.4267 |  | 89.6497 | 4 | 30 |  | 10 | 0.57172 | 0.95287 | 0.6 | 0.26222 | 1 | 1.2912 | 0.11 | 0.8 | 1
5.8804 | 12542533333016400 | 1.8 | 4.3325e-07 | 58.3944 | 32.1992 |  | 97.2225 | 4 | 30 |  | 10 | 0.59613 | 0.99355 | 0.6 | 0.29804 | 1 | 1.3532 | 0.11 | 0.8 | 1
6.3771 | 17305583592260600 | 1.8 | 4.3325e-07 | 79.784 | 32.8568 |  | 105.4351 | 4 | 30 |  | 10 | 0.52743 | 0.87904 | 0.6 | 0.33357 | 1 | 1.3966 | 0.11 | 0.8 | 1
6.9158 | 22709251368806300 | 1.8 | 4.3325e-07 | 89.07 | 33.1382 |  | 114.3414 | 4 | 30 |  | 10 | 0.40663 | 0.67772 | 0.6 | 0.36808 | 1 | 1.4211 | 0.11 | 0.8 | 1
7.5 | 28455992910039400 | 1.8 | 4.3325e-07 | 82.6172 | 32.9429 |  | 124 | 4 | 30 |  | 10 | 0.2761 | 0.46017 | 0.6 | 0.40128 | 1 | 1.4286 | 0.11 | 0.8 | 1
7.5 | 28455992910039400 | 1.8 | 4.3325e-07 | 142.321 | 34.708 |  | 62 | 4 | 30 |  | 10 | 0.23781 | 0.35232 | 0.6 | 0.40128 | 1 | 1.4286 | 0.11 | 0.9 | 1
8.1335 | 34175651045135900 | 1.8 | 4.3325e-07 | 279.3114 | 38.4529 |  | 67.2372 | 4 | 30 |  | 10 | 0.3655 | 0.54921 | 0.6 | 0.42666 | 1 | 1.4222 | 0.11 | 0.9 | 0.98592 | 0.16
8.8206 | 39476597191407696 | 1.8 | 4.3325e-07 | 392.5068 | 41.2918 |  | 72.9169 | 4 | 30 |  | 10 | 0.45 | 0.73099 | 0.6 | 0.42159 | 1 | 1.4053 | 0.11 | 0.9 | 0.912 | 1
9.5657 | 43999668912378096 | 1.8 | 4.3325e-07 | 547.8539 | 44.8966 |  | 79.0763 | 4 | 30 |  | 10 | 0.5734 | 0.87251 | 0.6 | 0.41434 | 1 | 1.3811 | 0.11 | 0.9 | 0.9736 | 0.3
10.3737 | 47463466674645504 | 1.8 | 4.3325e-07 | 648.313 | 47.0811 |  | 85.756 | 4 | 30 |  | 10 | 0.64237 | 0.96182 | 0.6 | 0.40573 | 1 | 1.3524 | 0.11 | 0.9 | 0.98944 | 0.12
11.25 | 49693074206432000 | 1.8 | 4.3325e-07 | 695.7717 | 48.0785 |  | 93 | 4 | 30 |  | 10 | 0.6739 | 0.99838 | 0.6 | 0.39643 | 1 | 1.3214 | 0.11 | 0.9 | 1
12.2003 | 50629254262030400 | 1.8 | 4.3325e-07 | 685.5928 | 47.8663 |  | 100.8559 | 4 | 30 |  | 10 | 0.66771 | 0.98921 | 0.6 | 0.38696 | 1 | 1.2899 | 0.11 | 0.9 | 1
13.2309 | 50319883781610000 | 1.8 | 4.3325e-07 | 635.3216 | 46.8043 |  | 109.3753 | 4 | 30 |  | 10 | 0.63784 | 0.94495 | 0.6 | 0.37769 | 1 | 1.259 | 0.11 | 0.9 | 1
14 | 49436413966963200 | 1.8 | 4.3325e-07 | 584.319 | 45.7016 |  | 115.7333 | 4 | 30 |  | 10 | 0.60709 | 0.8994 | 0.6 | 0.37148 | 1 | 1.2383 | 0.11 | 0.9 | 1
c |  |  | median | E: 279.3114; Q: median; R: 0.87904
c
c
0.32
c Si:Sb |  |  |  | E: ND-in; F: Long Lo; L: R_min=; Q: non-ge; R: blaze; T: 31.01
lambda |  |  |  | E: 4; L: 62; Q: 0.68; R: 30.8; T: 42; U: 1 | 20 | Required
14 | 49436413966963200 | 4.8 | 3.0809e-06 | 2705.7401 | 79.8216 |  | 82.6667 | 4 | 30 |  | 30 | 0.29755 | 0.87514 | 0.6 | 0.35254 | 1 | 1.1025 | 0.3 | 0.5 | 1
15.6 | 46471320792480800 | 4.8 | 3.0809e-06 | 3102.1508 | 84.6422 |  | 92.1143 | 4 | 30 |  | 30 | 0.33927 | 0.99784 | 0.6 | 0.37711 | 1 | 1.1785 | 0.3 | 0.5 | 1
16.5 | 44415147438676000 | 4.8 | 3.0809e-06 | 2007.9982 | 70.5407 |  | 97.4286 | 4 | 30 |  | 30 | 0.2244 | 0.94286 | 0.6 | 0.38613 | 1 | 1.2067 | 0.3 | 0.35 | 1
17.2 | 42722476744693504 | 4.8 | 3.0809e-06 | 2560.9184 | 77.9861 |  | 101.5619 | 4 | 30 |  | 30 | 0.29374 | 0.86394 | 0.6 | 0.39112 | 1 | 1.2222 | 0.3 | 0.5 | 1
18.3973 | 39757778065174200 | 4.8 | 3.0809e-06 | 1945.0312 | 69.6424 |  | 108.6317 | 4 | 30 |  | 30 | 0.23665 | 0.69602 | 0.6 | 0.39621 | 1 | 1.2382 | 0.3 | 0.5 | 1
20 | 35847496330594400 | 4.8 | 3.0809e-06 | 1109.0069 | 56.3739 |  | 118.0952 | 4 | 30 |  | 30 | 0.14903 | 0.47131 | 0.6 | 0.39786 | 1 | 1.2433 | 0.3 | 0.5 | 0.93
20.4 | 34903053596639700 | 4.8 | 3.0809e-06 | 249.6647 | 38.2012 |  | 60.2286 | 4 | 30 |  | 30 | 0.017241 | 0.38948 | 0.6 | 0.39757 | 1 | 1.2424 | 0.3 | 0.07 | 0.93 |  | mgo | nomgo
20.9 | 33746076714610200 | 4.8 | 3.0809e-06 | 1982.1069 | 70.1727 |  | 61.7048 | 4 | 30 |  | 30 | 0.14181 | 0.44849 | 0.6 | 0.39691 | 1 | 1.2403 | 0.3 | 0.5 | 0.93 | #REF! | 0.7 | 0.7
21.4 | 32617698166394500 | 4.8 | 3.0809e-06 | 2157.2511 | 72.6258 |  | 63.181 | 4 | 30 |  | 30 | 0.16007 | 0.50624 | 0.6 | 0.39594 | 1 | 1.2373 | 0.3 | 0.5 | 0.93 |  | 0.72 | 0.72
22 | 31304046225315700 | 4.8 | 3.0809e-06 | 2509.2515 | 77.3208 |  | 64.9524 | 4 | 30 |  | 30 | 0.19475 | 0.57279 | 0.6 | 0.39443 | 1 | 1.2326 | 0.3 | 0.5 | 1 |  | 0.72 | 0.74
23.5314 | 28162937376636400 | 4.8 | 3.0809e-06 | 2811.9961 | 81.1418 |  | 69.4737 | 4 | 30 |  | 30 | 0.24581 | 0.72298 | 0.6 | 0.38925 | 1 | 1.2164 | 0.3 | 0.5 | 1 |  | 0.72 | 0.77
25.1695 | 25146739318763100 | 4.8 | 3.0809e-06 | 2884.1227 | 82.0259 |  | 74.3098 | 4 | 30 |  | 30 | 0.28758 | 0.84583 | 0.6 | 0.38218 | 1 | 1.1943 | 0.3 | 0.5 | 1 |  | 0.24 | 0.75
26.9215 | 22298870802918000 | 4.8 | 3.0809e-06 | 2564.3073 | 78.0296 |  | 79.4826 | 4 | 30 |  | 30 | 0.29519 | 0.93356 | 0.6 | 0.37332 | 1 | 1.1666 | 0.3 | 0.5 | 0.93 |  | 0.7 | 0.73
28.7955 | 19648537298930500 | 4.8 | 3.0809e-06 | 2486.2359 | 77.0225 |  | 85.0154 | 4 | 30 |  | 30 | 0.33461 | 0.98416 | 0.6 | 0.36238 | 1 | 1.1324 | 0.3 | 0.5 | 1 |  | 0.72 | 0.72
30.8 | 17212800569803600 | 4.8 | 3.0809e-06 | #DIV/0! | #DIV/0! |  | 90.9333 | 4 | 30 |  | 30 | #DIV/0! | #DIV/0! | 0.6 | 0.34821 | 1 | 1.0881 | 0.3 | 0.5 | 1 |  | 0.72 | 0.72
32.944 | 14998756365827500 | 4.8 | 3.0809e-06 | 1416.3937 | 61.5856 |  | 97.2632 | 4 | 30 |  | 30 | 0.33529 | 0.98614 | 0.6 | 0.2699 | 1 | 1.0236 | 0.3 | 0.5 | 1 |  | 0.72 | 0.72
35.2372 | 13005647152420500 | 4.8 | 3.0809e-06 | 785.5166 | 50.3094 |  | 104.0338 | 4 | 30 |  | 30 | 0.32263 | 0.94891 | 0.6 | 0.1794 | 1 | 0.91105 | 0.3 | 0.5 | 1 |  | 0.66 | 0.66
37.6901 | 11226797244412800 | 4.8 | 3.0809e-06 | 309.847 | 39.7454 |  | 111.2756 | 4 | 30 |  | 30 | 0.30422 | 0.89478 | 0.6 | 0.086935 | 1 | 0.69275 | 0.3 | 0.5 | 1 |  | 0.62 | 0.62
40 | 9824212746622010 | 4.8 | 3.0809e-06 | 81.0249 | 33.497 |  | 118.0952 | 4.0788 | 30 |  | 30 | 0.2848 | 0.83764 | 0.6 | 0.027751 | 1 | 0.47654 | 0.3 | 0.5 | 1 |  | 0.59 | 0.59
c |  |  | median | E: #DIV/0!; Q: median; R: #DIV/0!
c
c
c
c Si:As BIBs DCO2-1 response, gain |  |  |  | F: Short Hi; Q: non; R: pred
c Required RN, measured i_d |  |  |  | E: ND-in; N: RN; P: i_D; Q: pred; R: blaze
c |  |  |  | E: 2; Q: 0.50575; R: 12.5; S: 0.6; U: 1 | 13.33
10 | 46041355730659200 | 2.4 | 7.7022e-07 | 6902.5814 | 121.3473 |  | 600 | 4 | 30 |  | 10 | 0.32468 | 0.81057 | 0.6 | 0.35971 | 1 | 1.199 | 6e-23 | 0.8 | 0.99
11 | 49204321613013696 | 2.4 | 7.7022e-07 | 9775.6989 | 143.0783 |  | 600 | 4 | 30 |  | 10 | 0.38045 | 0.9403 | 0.6 | 0.36982 | 1 | 1.2327 | 6e-23 | 0.8 | 1
12 | 50542304346054704 | 2.4 | 7.7022e-07 | 11732.5714 | 156.1574 |  | 600 | 4 | 30 |  | 10 | 0.40229 | 0.9943 | 0.6 | 0.37458 | 1 | 1.2486 | 6e-23 | 0.8 | 1
13 | 50487235726935200 | 2.4 | 7.7022e-07 | 12733.5019 | 162.4408 |  | 600 | 4 | 30 |  | 10 | 0.40263 | 0.99514 | 0.6 | 0.37536 | 1 | 1.2512 | 6e-23 | 0.8 | 1
14 | 49436413966963200 | 2.4 | 7.7022e-07 | 12921.4885 | 163.5939 |  | 600 | 4 | 30 |  | 10 | 0.38955 | 0.9628 | 0.6 | 0.37335 | 1 | 1.2445 | 6e-23 | 0.8 | 1
15 | 47716629364636400 | 2.4 | 7.7022e-07 | 12523.2705 | 161.1414 |  | 600 | 4 | 30 |  | 10 | 0.36895 | 0.91189 | 0.6 | 0.36942 | 1 | 1.2314 | 6e-23 | 0.8 | 1
16 | 45579732931913000 | 2.4 | 7.7022e-07 | 11754.9608 | 156.3007 |  | 600 | 4 | 30 |  | 10 | 0.34478 | 0.85216 | 0.6 | 0.36418 | 1 | 1.2139 | 6e-23 | 0.8 | 1
17 | 43211456992210200 | 2.4 | 7.7022e-07 | 10786.4746 | 149.9765 |  | 600 | 4 | 30 |  | 10 | 0.31952 | 0.78972 | 0.6 | 0.35799 | 1 | 1.1933 | 6e-23 | 0.8 | 1
18 | 40744143886041296 | 2.4 | 7.7022e-07 | 9737.2952 | 142.8096 |  | 600 | 4 | 30 |  | 10 | 0.29463 | 0.7282 | 0.6 | 0.35104 | 1 | 1.1701 | 6e-23 | 0.8 | 1
19.5 | 37048804528788896 | 2.4 | 7.7022e-07 | 7600.2846 | 126.9668 |  | 600 | 4 | 30 |  | 10 | 0.24149 | 0.64177 | 0.6 | 0.33936 | 1 | 1.1312 | 6e-23 | 0.8 | 0.93
c |  |  | median | E: 11259.523; M: #REF!; Q: median; R: 0.82094
c |  |  |  | M: #REF!
c
c Si:Sb |  |  |  | F: Long Hi
c RN and I_d SbL3-2 |  |  |  | E: 2.5; Q: 0.448; R: 25.5; S: 0.6; U: 1 | 25 |  | filter | protect |  | mgo | nomgo
19 | 38269169139818496 | 4.8 | 3.0809e-06 | 7524.1857 | 126.5242 |  | 600 | 4 | 30 |  | 30 | 0.14999 | 0.66962 | 0.6 | 0.42487 | 1 | 1.3277 | 6e-23 | 0.5 | 1 |  | 0.65 | 0.67
20.5053 | 34657050034606500 | 4.8 | 3.0809e-06 | 8661.0735 | 135.2115 |  | 600 | 4 | 30 |  | 30 | 0.1707 | 0.81943 | 0.6 | 0.43969 | 1 | 1.374 | 6e-23 | 0.5 | 0.93 |  | 0.7 | 0.7
22.1299 | 31025577030762900 | 4.8 | 3.0809e-06 | 10378.37 | 147.366 |  | 600 | 4 | 30 |  | 30 | 0.20742 | 0.926 | 0.6 | 0.44879 | 1 | 1.4025 | 6e-23 | 0.5 | 1 |  | 0.72 | 0.72
23.8833 | 27485274274132300 | 4.8 | 3.0809e-06 | 10637.5522 | 149.1144 |  | 600 | 4 | 30 |  | 30 | 0.22064 | 0.98502 | 0.6 | 0.45231 | 1 | 1.4135 | 6e-23 | 0.5 | 1 |  | 0.72 | 0.72
25.2 | 25093823728302600 | 4.8 | 3.0809e-06 | 9656.1267 | 142.3807 |  | 600 | 4 | 30 |  | 30 | 0.20822 | 0.99953 | 0.6 | 0.45163 | 1 | 1.4113 | 6e-23 | 0.5 | 0.93 |  | 0.24 | 0.72
27.1966 | 21885343070926000 | 4.8 | 3.0809e-06 | 9541.448 | 141.5729 |  | 600 | 4 | 30 |  | 30 | 0.22115 | 0.98726 | 0.6 | 0.44642 | 1 | 1.3951 | 6e-23 | 0.5 | 1 |  | 0.7 | 0.72
29.3513 | 18934326900809100 | 4.8 | 3.0809e-06 | 8324.2548 | 132.6971 |  | 600 | 4 | 30 |  | 30 | 0.2116 | 0.94463 | 0.6 | 0.43595 | 1 | 1.3623 | 6e-23 | 0.5 | 1 |  | 0.7 | 0.7
31.6767 | 16262281507919000 | 4.8 | 3.0809e-06 | 6485.3174 | 118.0281 |  | 600 | 4 | 30 |  | 30 | 0.19735 | 0.88101 | 0.6 | 0.39288 | 1 | 1.307 | 6e-23 | 0.5 | 1 |  | 0.72 | 0.72
34.1864 | 13875290631281500 | 4.8 | 3.0809e-06 | 3812.0134 | 92.65 |  | 600 | 4 | 30 |  | 30 | 0.18029 | 0.80485 | 0.6 | 0.27452 | 1 | 1.2066 | 6e-23 | 0.5 | 1 |  | 0.7 | 0.7
36.895 | 11767852597412200 | 4.8 | 3.0809e-06 | 1683.2416 | 65.776 |  | 600 | 4 | 30 |  | 30 | 0.16196 | 0.72304 | 0.6 | 0.14742 | 1 | 0.99174 | 6e-23 | 0.5 | 1 |  | 0.65 | 0.65
|  |  | median | E: 8492.6641; M: #REF!; Q: median; R: 0.9035
#REF!
Peak Up
|  |  |  | E: 4 |  |  |  |  | #DIV/0! | 50 | #DIV/0! | #DIV/0!
14 | 49436413966963200 | 1.8 | 5.199e-07 | 5728.7149 | 111.2539 |  | 14 | 4 | 30 |  | 10 | 0.6 | 1 | 0.75 | 0.37148 | 1 | 1.2383 | 0.11 | 0.8 | 1
15 | 47716629364636400 | 1.8 | 5.199e-07 | 5422.2895 | 108.4646 |  | 15 | 4.0788 | 30 |  | 10 | 0.6 | 1 | 0.6 | 0.36429 | 1 | 1.2143 | 0.11 | 0.8 | 1
16 | 45579732931913000 | 1.8 | 5.199e-07 | 5089.8729 | 105.3553 |  | 16 | 4.6408 | 30 |  | 10 | 0.6 | 1 | 0.6 | 0.35798 | 1 | 1.1933 | 0.11 | 0.8 | 1
17 | 43211456992210200 | 1.8 | 5.199e-07 | 4751.1185 | 102.0894 |  | 17 | 5.239 | 30 |  | 10 | 0.6 | 1 | 0.6 | 0.35247 | 1 | 1.1749 | 0.11 | 0.8 | 1
|  |  | Total | E: 20991.9957
18 | 40744143886041296 | 1.8 | 5.199e-07 | 4418.5006 | 98.7775 |  | 18 | 5.8735 | 30 |  | 10 | 0.6 | 1 | 0.6 | 0.34765 | 1 | 1.1588 | 0.11 | 0.8 | 1
19 | 38269169139818496 | 1.8 | 5.199e-07 | 4099.5437 | 95.4939 |  | 19 | 6.5442 | 30 |  | 10 | 0.6 | 1 | 0.6 | 0.34341 | 1 | 1.1447 | 0.11 | 0.8 | 1
20 | 35847496330594400 | 1.8 | 5.199e-07 | 3798.4423 | 92.287 |  | 20 | 7.2512 | 30 |  | 10 | 0.6 | 1 | 0.6 | 0.33968 | 1 | 1.1323 | 0.11 | 0.8 | 1
21 | 33518042624015900 | 1.8 | 5.199e-07 | 3517.1966 | 89.1874 |  | 21 | 7.9945 | 30 |  | 10 | 0.6 | 1 | 0.6 | 0.33639 | 1 | 1.1213 | 0.11 | 0.8 | 1
22 | 31304046225315700 | 1.8 | 5.199e-07 | 3256.3942 | 86.2136 |  | 22 | 8.774 | 30 |  | 10 | 0.6 | 1 | 0.6 | 0.33348 | 1 | 1.1116 | 0.11 | 0.8 | 1
23 | 29217789464766900 | 1.8 | 5.199e-07 | 3015.7392 | 83.3755 |  | 23 | 9.5897 | 30 |  | 10 | 0.6 | 1 | 0.6 | 0.33088 | 1 | 1.1029 | 0.11 | 0.8 | 1
24 | 27264040463667200 | 1.8 | 5.199e-07 | 2794.4064 | 80.6772 |  | 24 | 10.4418 | 30 |  | 10 | 0.6 | 1 | 0.6 | 0.32857 | 1 | 1.0952 | 0.11 | 0.8 | 1
25 | 25442527967327700 | 1.8 | 5.199e-07 | 2591.2756 | 78.1188 |  | 25 | 11.33 | 30 |  | 10 | 0.6 | 1 | 0.6 | 0.3265 | 1 | 1.0883 | 0.11 | 0.8 | 1
27491.4984

## labdiff
A | 2026-07-30 | E | F | G | L
c | t_int= | 2 | s
c | D= | 85 | cm
c
c | warm | 333 | ND-out | 2
c | cool | 295
c |  | diff | cool |  | req med S/N = 38
c lambda |  | on det | diff |  | R_min=
c Si:As BIBs |  | s-1 | noise |  | 62
c |  | ND-in | Short Lo
lambda |  | 4 |  | S/N | R
5 |  | 29.9922 | 44.2569 | 1.3554 | 82.6667
5.4224 |  | 60.5929 | 45.7871 | 2.6467 | 89.6497
5.8804 |  | 92.1253 | 47.5166 | 3.8776 | 97.2225
6.3771 |  | 111.306 | 48.8032 | 4.5614 | 105.4351
6.9158 |  | 110.3213 | 49.1622 | 4.4881 | 114.3414
7.5 |  | 91.1924 | 48.5062 | 3.76 | 124
7.5 |  | 157.0932 | 52.1869 | 6.0204 | 62
8.1335 |  | 275.7434 | 59.2346 | 9.3102 | 67.2372
8.8206 |  | 347.7893 | 64.075 | 10.8557 | 72.9169
9.5657 |  | 437.2095 | 70.0417 | 12.4843 | 79.0763
10.3737 |  | 467.5895 | 73.2696 | 12.7635 | 85.756
11.25 |  | 455.1041 | 74.3861 | 12.2363 | 93
12.2003 |  | 408.1321 | 73.4754 | 11.1094 | 100.8559
13.2309 |  | 345.4358 | 71.2191 | 9.7007 | 109.3753
14 |  | 298.8998 | 69.1019 | 8.651 | 115.7333
c | median | 275.7434 |  | 8.651
c
c
c Si:Sb |  | ND-in | Long Lo |  | R_min=
lambda |  | 4 |  |  | 62
14 |  | 1384.0814 | 124.5437 | 22.2264 | 82.6667
15.6 |  | 1418.8686 | 131.0204 | 21.6587 | 92.1143
16.5 |  | 868.9122 | 108.1195 | 16.0732 | 97.4286
17.2 |  | 1064.821 | 119.5547 | 17.8131 | 101.5619
18.3973 |  | 759.6832 | 105.9221 | 14.3442 | 108.6317
20 |  | 402.2045 | 84.6194 | 9.5062 | 118.0952
20.4 |  | 89.0197 | 55.648 | 3.1994 | 60.2286
20.9 |  | 692.3983 | 105.9869 | 13.0657 | 61.7048
21.4 |  | 738.8839 | 109.6666 | 13.4751 | 63.181
22 |  | 840.2055 | 116.7794 | 14.3896 | 64.9524
23.5314 |  | 892.6519 | 122.2836 | 14.5997 | 69.4737
25.1695 |  | 870.0998 | 123.2749 | 14.1164 | 74.3098
26.9215 |  | 736.9779 | 116.8383 | 12.6153 | 79.4826
28.7955 |  | 682.2964 | 115.0197 | 11.864 | 85.0154
30.8 |  | #DIV/0! | #DIV/0! | #DIV/0! | 90.9333
32.944 |  | 356.8219 | 91.1 | 7.8336 | 97.2632
35.2372 |  | 190.219 | 73.7733 | 5.1569 | 104.0338
37.6901 |  | 72.2731 | 57.4799 | 2.5147 | 111.2756
40 |  | 18.3143 | 47.757 | 0.76698 | 118.0952
c | median | #DIV/0! |  | #DIV/0!
c
c
c
c Si:As BIBs DCO2-1 response, gain |  |  | Short Hi
c Required RN, measured i_d |  | ND-in
c |  | 2
10 |  | 5209.4038 | 199.6726 | 52.1795 | 600
11 |  | 6567.4959 | 232.5463 | 56.4833 | 600
12 |  | 7117.9351 | 251.0103 | 56.7143 | 600
13 |  | 7058.8477 | 258.6343 | 54.5855 | 600
14 |  | 6609.7968 | 258.3516 | 51.169 | 600
15 |  | 5960.4866 | 252.6936 | 47.1756 | 600
16 |  | 5242.5431 | 243.6081 | 43.0408 | 600
17 |  | 4535.2012 | 232.5001 | 39.0125 | 600
18 |  | 3880.0664 | 220.3391 | 35.219 | 600
19.5 |  | 2817.8714 | 194.6198 | 28.9577 | 600
c | median | 5601.5148 |  | 49.1723
c
c
c Si:Sb |  |  | Long Hi
c RN and I_d SbL3-2 |  | 2.5
19 |  | 2854.5665 | 194.2315 | 29.3934 | 600
20.5053 |  | 3074.6508 | 206.6727 | 29.7538 | 600
22.1299 |  | 3458.5947 | 224.3895 | 30.8267 | 600
23.8833 |  | 3338.4285 | 226.1572 | 29.5231 | 600
25.2 |  | 2910.5123 | 215.3266 | 27.0335 | 600
27.1966 |  | 2722.7332 | 213.3805 | 25.52 | 600
29.3513 |  | 2255.5968 | 199.3194 | 22.633 | 600
31.6767 |  | 1673.5335 | 176.6588 | 18.9465 | 600
34.1864 |  | 939.4286 | 138.0105 | 13.6139 | 600
36.895 |  | 397.2241 | 97.1978 | 8.1735 | 600
| median | 2788.6499 |  | 26.2767
Peak Up
| Blue | 9778.8238
| Red | 9641.613

## scratch
c lambda
c Si:As BIBs DCO2-1 response, gain
c Required RN, measured i_d
lambda |  | filter
0 |  | 0
c Si:Sb | Long Lo, DSI | theory-10%
lambda |  | 0
14 |  | 0.7
15 |  | 0.7
16.0442 |  | 0.7
17.161 |  | 0.7
18.3556 |  | 0.7
20 |  | 0.7
20.4 |  | 0.07
20.9 |  | 0.35
21.4 |  | 0.63
22 |  | 0.72
24.0254 |  | 0.72
25.6978 |  | 0.72
27.4866 |  | 0.63
29.4 |  | 0.63
31.4465 |  | 0.63
33.6356 |  | 0.63
35.9769 |  | 0.63
38.4813 |  | 0.54
40 |  | 0.54
c |  | 0
c |  | 0
c |  | 0
0 |  | 0
0 |  | 0
0 |  | 0
c Si:Sb | Long Lo, OCLI | theory-10%
lambda |  | 0
14 |  | 0.7
15 |  | 0.7
16.0442 |  | 0.7
17.161 |  | 0.7
18.3556 |  | 0.7
20 |  | 0.7
20.4 |  | 0.07
20.9 |  | 0.35
21.4 |  | 0.54
22 |  | 0.54
24.0254 |  | 0.36
25.6978 |  | 0.54
27.4866 |  | 0.495
29.4 |  | 0.495
31.4465 |  | 0.495
35 |  | 0.45
36 |  | 0.135
38 |  | 0.045
40 |  | 0.018
c |  | 0
c |  | 0
c |  | 0
c Si:Sb | Long Lo, Barr | quote
lambda |  | 0
14 |  | 0.7
15 |  | 0.7
16.0442 |  | 0.7
17.161 |  | 0.7
18.3556 |  | 0.7
20 |  | 0.7
20.4 |  | 0.07
20.9 |  | 0.35
21.4 |  | 0.6
22 |  | 0.6
24.0254 |  | 0.6
25.6978 |  | 0.6
27.4866 |  | 0.6
29.4 |  | 0.6
31.4465 |  | 0.45
33.6356 |  | 0.45
35.9769 |  | 0.45
38.4813 |  | 0.45
40 |  | 0.45
c
c
c
0
0
0
0
0
0
0
0
0
0
0
0
0
0
0
0
0
0
0
0
0
0
0
0
0
0
0
0
0
0
0
0
0
0
0
0
0
0
0
0
0
0
0
0
0
0

## LL_filters
A | B | C | 2026-07-30 | E | F | G | H | I | J | K | L | M | N | O | P | Q | R | S | T | U
c |  |  | t_int= | E: 512; F: s; N: e; O: T
c | documented |  | D= | E: 85; F: cm; I: RESULTS; J: RESULTS
c | 1998-05-01 |  | t_tel= | E: 0.77; F: t_sce=; G: 0.95; M: sun; N: 3e-13; O: 4000
c |  | l_max/D | t_align= | E: 0.9; I: continuum; J: line; M: zody; N: 4e-08; O: 270; P: elat; Q: 90 | [6 empty] | scratch
c | sky | pix | f_stray | E: 1.2; I: mJy; J: Wcm-2; M: gal; N: 2e-05; O: 25 | [6 empty] | figure
c | (phs-1cm-2 |  | cm-2 | E: sky el; F: noise; G: 2x2; H: 2x2; I: 1sigma; J: 1sigma; M: tel; N: 0.23; O: 15; R: grating | [6 empty] | of merit
c lambda | um-1sr-1) | arcsec | aomega | on det | int | perpix | perpix | PSS | PSS | R= | R_min= |  |  |  |  | trans | effic | slit | dqe | bg | AR |  | well | ff |  |  | (FOM)
c Si:As BIBs DCO2-1 response, gain |  |  |  | E: s-1; G: flux; H: tint; K: 50; L: 62 |  | 2 x 16 | 100000 | 0.01
c Required RN, measured i_d |  |  |  | G: phot; H: source; K: summed; M: beam; N: RN; P: i_D; Q: non-ge; R: blaze | opt at | enrectled | max flux | min flux | ESSC | ESSL
lambda |  |  |  | G: 1Jy; H: counts; K: lo-res; L: R; N: 30; P: 10; Q: 0.7125; R: 11.5; S: 0.6; U: 1 | 7.5 | energy % | Jy | mJy | MJy/sr | W/cm^2sr |  | SEP est | Required | filter | protect
0.32
c Si:Sb |  |  |  | F: Long Lo, DSI; L: R_min=; Q: non-ge; R: blaze; T: 31.01 | [9 empty] | theory-10%
lambda |  |  |  | L: 62; Q: 0.646; R: 30.8; T: 42; U: 1 | 20 | [6 empty] | SEP estimate | Required
14 | 1705732065.4305 | 4.8 | 2.1351e-06 | 86.0468 | 245.5931 | 17969.4595 | 770146.962 | 0.28915 | 7.4952e-23 | 0.22488 | 82.6667 | 4 | 30 |  | 30 | 0.39574 | 0.87514 | 0.6 | 0.35254 | 1 | 1.1025 | 77.2 | 0.12985 | 0.57205 | 0.14684 | 3.8063e-14 | 0.050569 | 1.1244 | 0.3 | 0.7 | 1
15 | 1678970206.2624 | 4.8 | 2.1351e-06 | 100.4298 | 260.1539 | 16771.4955 | 852326.3318 | 0.28337 | 6.3986e-23 | 0.21291 | 88.5714 | 4 | 30 |  | 30 | 0.44798 | 0.99068 | 0.6 | 0.36928 | 1 | 1.154 | 75.4 | 0.11733 | 0.60329 | 0.14055 | 3.1736e-14 | 0.045329 | 1.0645 | 0.3 | 0.7 | 1
16.0442 | 1628674284.4056 | 4.8 | 2.1351e-06 | 99.5742 | 259.3106 | 15680.0045 | 814466.5598 | 0.29996 | 5.9203e-23 | 0.21791 | 94.7369 | 4 | 30 |  | 30 | 0.44269 | 0.97897 | 0.6 | 0.38195 | 1 | 1.1936 | 74.3 | 0.12278 | 0.62596 | 0.1466 | 2.8935e-14 | 0.047486 | 1.0896 | 0.3 | 0.7 | 1
17.161 | 1558482603.6582 | 4.8 | 2.1351e-06 | 86.5458 | 246.1127 | 14659.5479 | 691638.9361 | 0.33345 | 5.7526e-23 | 0.23423 | 101.3316 | 4 | 30 |  | 30 | 0.39291 | 0.86889 | 0.6 | 0.39088 | 1 | 1.2215 | 74.7 | 0.14458 | 0.64067 | 0.16385 | 2.8267e-14 | 0.054864 | 1.1712 | 0.3 | 0.7 | 1
18.3556 | 1472701119.1536 | 4.8 | 2.1351e-06 | 66.9685 | 224.8286 | 13705.5027 | 529499.7888 | 0.40384 | 6.0896e-23 | 0.27429 | 108.3853 | 4 | 30 |  | 30 | 0.3175 | 0.70213 | 0.6 | 0.3961 | 1 | 1.2378 | 73.6 | 0.18886 | 0.64755 | 0.19551 | 2.9482e-14 | 0.075234 | 1.3714 | 0.3 | 0.7 | 1
20 | 1347544277.518 | 4.8 | 2.1351e-06 | 38.4241 | 189.5603 | 12578.6217 | 304724.9159 | 0.70805 | 8.9933e-23 | 0.46071 | 118.0952 | 4 | 30 |  | 30 | 0.19821 | 0.47131 | 0.6 | 0.39786 | 1 | 1.2433 | 61.5 | 0.32816 | 0.6456 | 0.28644 | 3.6382e-14 | 0.21226 | 2.3036 | 0.3 | 0.7 | 0.93
20.4 | 1316955448.4633 | 4.8 | 2.1351e-06 | 6.2019 | 139.4107 | 24663.964 | 49339.8831 | 2.7432 | 6.6981e-22 | 2.4995 | 60.2286 | 4 | 30 |  | 30 | 0.016379 | 0.38948 | 0.6 | 0.39757 | 1 | 1.2424 | 72.1 | 2.0268 | 0.64357 | 1.301 | 3.1767e-13 | 6.2473 | 12.4973 | 0.3 | 0.07 | 0.93
20.9 | 1278973618.9545 | 4.8 | 2.1351e-06 | 34.6195 | 184.3506 | 24073.917 | 276815.255 | 0.64657 | 1.5041e-22 | 0.58203 | 61.7048 | 4 | 30 |  | 30 | 0.094305 | 0.44849 | 0.6 | 0.39691 | 1 | 1.2403 | 72.1 | 0.36125 | 0.64032 | 0.30665 | 7.1335e-14 | 0.33876 | 2.9101 | 0.3 | 0.35 | 0.93
21.4 | 1241424391.2694 | 4.8 | 2.1351e-06 | 68.1075 | 226.1218 | 23511.4423 | 547947.1326 | 0.40065 | 8.8897e-23 | 0.35642 | 63.181 | 4 | 30 |  | 30 | 0.19161 | 0.50624 | 0.6 | 0.39594 | 1 | 1.2373 | 72.1 | 0.1825 | 0.63639 | 0.19002 | 4.2162e-14 | 0.12703 | 1.7821 | 0.3 | 0.63 | 0.93
22 | 1197120093.3883 | 4.8 | 2.1351e-06 | 90.9705 | 250.6729 | 22870.2212 | 738274.7643 | 0.33335 | 6.9984e-23 | 0.29247 | 64.9524 | 4 | 30 |  | 30 | 0.26641 | 0.57279 | 0.6 | 0.39443 | 1 | 1.2326 | 71.3 | 0.13545 | 0.63089 | 0.15634 | 3.2823e-14 | 0.08554 | 1.4624 | 0.3 | 0.72 | 1
24.0254 | 1055581990.8946 | 4.8 | 2.1351e-06 | 105.0907 | 264.7006 | 20942.2113 | 885685.1007 | 0.29887 | 5.2612e-23 | 0.25092 | 70.9321 | 4 | 30 |  | 30 | 0.35549 | 0.76431 | 0.6 | 0.38726 | 1 | 1.2102 | 70 | 0.11291 | 0.60751 | 0.13762 | 2.4226e-14 | 0.062962 | 1.2546 | 0.3 | 0.72 | 1
25.6978 | 949685657.5971 | 4.8 | 2.1351e-06 | 106.3358 | 265.9021 | 19579.2896 | 931281.776 | 0.29178 | 4.4896e-23 | 0.23686 | 75.8697 | 4 | 30 |  | 30 | 0.40784 | 0.87686 | 0.6 | 0.37964 | 1 | 1.1864 | 68.5 | 0.10738 | 0.58461 | 0.13147 | 2.023e-14 | 0.056105 | 1.1843 | 0.3 | 0.72 | 1
27.4866 | 847997961.6549 | 4.8 | 2.1351e-06 | 81.8949 | 241.2264 | 18305.067 | 750961.8569 | 0.33511 | 4.507e-23 | 0.26304 | 81.151 | 4 | 30 |  | 30 | 0.36074 | 0.9531 | 0.6 | 0.3702 | 1 | 1.1569 | 67.1 | 0.13316 | 0.55835 | 0.14791 | 1.9893e-14 | 0.06919 | 1.3152 | 0.3 | 0.63 | 0.93
29.4 | 751984561.4914 | 4.8 | 2.1351e-06 | 78.7398 | 237.8545 | 17113.771 | 761229.3607 | 0.33291 | 3.9137e-23 | 0.25267 | 86.8 | 4 | 30 |  | 30 | 0.40395 | 0.99256 | 0.6 | 0.35844 | 1 | 1.1201 | 65.7 | 0.13137 | 0.5296 | 0.14388 | 1.6914e-14 | 0.063842 | 1.2633 | 0.3 | 0.63 | 1
31.4465 | 662634954.8721 | 4.8 | 2.1351e-06 | 64.1034 | 221.5421 | 16000.0046 | 657523.4031 | 0.3668 | 3.7691e-23 | 0.26918 | 92.8422 | 4 | 30 |  | 30 | 0.40641 | 0.99861 | 0.6 | 0.32916 | 1 | 1.0712 | 64.3 | 0.15209 | 0.49916 | 0.15514 | 1.5942e-14 | 0.072458 | 1.3459 | 0.3 | 0.63 | 1
33.6356 | 580535992.3 | 4.8 | 2.1351e-06 | 40.4889 | 192.3287 | 14958.7223 | 443186.4092 | 0.48682 | 4.3724e-23 | 0.34544 | 99.305 | 4 | 30 |  | 30 | 0.39755 | 0.97684 | 0.6 | 0.24259 | 1 | 0.99606 | 62.4 | 0.22564 | 0.46776 | 0.19982 | 1.7947e-14 | 0.11933 | 1.7272 | 0.3 | 0.63 | 1
35.9769 | 505955963.6004 | 4.8 | 2.1351e-06 | 20.9181 | 164.2257 | 13985.2068 | 245619.5685 | 0.77617 | 6.0934e-23 | 0.53253 | 106.2176 | 4 | 30 |  | 30 | 0.38 | 0.93371 | 0.6 | 0.15045 | 1 | 0.85786 | 60.3 | 0.40713 | 0.43604 | 0.30787 | 2.417e-14 | 0.28359 | 2.6627 | 0.3 | 0.63 | 1
38.4813 | 438947094.5389 | 4.8 | 2.1351e-06 | 6.0012 | 139.0418 | 13075.0478 | 75937.3728 | 2.2252 | 1.5269e-22 | 1.4762 | 113.6115 | 4 | 30 |  | 30 | 0.30544 | 0.8756 | 0.6 | 0.061896 | 1 | 0.60412 | 57.6 | 1.3169 | 0.40463 | 0.84311 | 5.7854e-14 | 2.1791 | 7.3809 | 0.3 | 0.54 | 1
40 | 403826054.7489 | 4.8 | 2.1351e-06 | 2.3681 | 132.1834 | 12335.5622 | 30728.7636 | 5.3728 | 3.4122e-22 | 3.496 | 118.0952 | 4.0788 | 30 |  | 30 | 0.2922 | 0.83764 | 0.6 | 0.027751 | 1 | 0.47654 | 55.5 | 3.2543 | 0.39457 | 1.9424 | 1.2336e-13 | 12.2219 | 17.4799 | 0.3 | 0.54 | 1
c |  |  | median | E: 78.7398; F: 237.8545; G: median; H: staring 1-sigma; J: FOM; K: 0.29741; Q: median; R: 0.87514 |  | 70 | 0.10738 | 0.64755
c |  |  | actual | E: 30; H: staring SEP 5/500; J: required; K: 1.5 |  | median
c |  |  | BLIP res | E: 162.4659; J: margin%; K: 0.87217
0.32
c Si:Sb |  |  |  | F: Long Lo, OCLI; L: R_min=; Q: non-ge; R: blaze; T: 31.01 | [9 empty] | theory-10%
lambda |  |  |  | L: 62; Q: 0.646; R: 30.8; T: 42; U: 1 | 20 | [6 empty] | SEP estimate | Required
14 | 1705732065.4305 | 4.8 | 2.1351e-06 | 86.0468 | 245.5931 | 17969.4595 | 770146.962 | 0.28915 | 7.4952e-23 | 0.22488 | 82.6667 | 4 | 30 |  | 30 | 0.39574 | 0.87514 | 0.6 | 0.35254 | 1 | 1.1025 | 77.2 | 0.12985 | 0.57205 | 0.14684 | 3.8063e-14 | 0.050569 | 1.1244 | 0.3 | 0.7 | 1
15 | 1678970206.2624 | 4.8 | 2.1351e-06 | 100.4298 | 260.1539 | 16771.4955 | 852326.3318 | 0.28337 | 6.3986e-23 | 0.21291 | 88.5714 | 4 | 30 |  | 30 | 0.44798 | 0.99068 | 0.6 | 0.36928 | 1 | 1.154 | 75.4 | 0.11733 | 0.60329 | 0.14055 | 3.1736e-14 | 0.045329 | 1.0645 | 0.3 | 0.7 | 1
16.0442 | 1628674284.4056 | 4.8 | 2.1351e-06 | 99.5742 | 259.3106 | 15680.0045 | 814466.5598 | 0.29996 | 5.9203e-23 | 0.21791 | 94.7369 | 4 | 30 |  | 30 | 0.44269 | 0.97897 | 0.6 | 0.38195 | 1 | 1.1936 | 74.3 | 0.12278 | 0.62596 | 0.1466 | 2.8935e-14 | 0.047486 | 1.0896 | 0.3 | 0.7 | 1
17.161 | 1558482603.6582 | 4.8 | 2.1351e-06 | 86.5458 | 246.1127 | 14659.5479 | 691638.9361 | 0.33345 | 5.7526e-23 | 0.23423 | 101.3316 | 4 | 30 |  | 30 | 0.39291 | 0.86889 | 0.6 | 0.39088 | 1 | 1.2215 | 74.7 | 0.14458 | 0.64067 | 0.16385 | 2.8267e-14 | 0.054864 | 1.1712 | 0.3 | 0.7 | 1
18.3556 | 1472701119.1536 | 4.8 | 2.1351e-06 | 66.9685 | 224.8286 | 13705.5027 | 529499.7888 | 0.40384 | 6.0896e-23 | 0.27429 | 108.3853 | 4 | 30 |  | 30 | 0.3175 | 0.70213 | 0.6 | 0.3961 | 1 | 1.2378 | 73.6 | 0.18886 | 0.64755 | 0.19551 | 2.9482e-14 | 0.075234 | 1.3714 | 0.3 | 0.7 | 1
20 | 1347544277.518 | 4.8 | 2.1351e-06 | 38.4241 | 189.5603 | 12578.6217 | 304724.9159 | 0.70805 | 8.9933e-23 | 0.46071 | 118.0952 | 4 | 30 |  | 30 | 0.19821 | 0.47131 | 0.6 | 0.39786 | 1 | 1.2433 | 61.5 | 0.32816 | 0.6456 | 0.28644 | 3.6382e-14 | 0.21226 | 2.3036 | 0.3 | 0.7 | 0.93
20.4 | 1316955448.4633 | 4.8 | 2.1351e-06 | 6.2019 | 139.4107 | 24663.964 | 49339.8831 | 2.7432 | 6.6981e-22 | 2.4995 | 60.2286 | 4 | 30 |  | 30 | 0.016379 | 0.38948 | 0.6 | 0.39757 | 1 | 1.2424 | 72.1 | 2.0268 | 0.64357 | 1.301 | 3.1767e-13 | 6.2473 | 12.4973 | 0.3 | 0.07 | 0.93
20.9 | 1278973618.9545 | 4.8 | 2.1351e-06 | 34.6195 | 184.3506 | 24073.917 | 276815.255 | 0.64657 | 1.5041e-22 | 0.58203 | 61.7048 | 4 | 30 |  | 30 | 0.094305 | 0.44849 | 0.6 | 0.39691 | 1 | 1.2403 | 72.1 | 0.36125 | 0.64032 | 0.30665 | 7.1335e-14 | 0.33876 | 2.9101 | 0.3 | 0.35 | 0.93
21.4 | 1241424391.2694 | 4.8 | 2.1351e-06 | 58.3779 | 214.8243 | 23511.4423 | 469668.9708 | 0.44407 | 9.8532e-23 | 0.39504 | 63.181 | 4 | 30 |  | 30 | 0.16424 | 0.50624 | 0.6 | 0.39594 | 1 | 1.2373 | 72.1 | 0.21292 | 0.63639 | 0.21061 | 4.6731e-14 | 0.15606 | 1.9752 | 0.3 | 0.54 | 0.93
22 | 1197120093.3883 | 4.8 | 2.1351e-06 | 68.2279 | 226.258 | 22870.2212 | 553706.0732 | 0.40117 | 8.4224e-23 | 0.35198 | 64.9524 | 4 | 30 |  | 30 | 0.19981 | 0.57279 | 0.6 | 0.39443 | 1 | 1.2326 | 71.3 | 0.1806 | 0.63089 | 0.18816 | 3.9502e-14 | 0.12389 | 1.7599 | 0.3 | 0.54 | 1
24.0254 | 1055581990.8946 | 4.8 | 2.1351e-06 | 52.5453 | 207.7576 | 20942.2113 | 442842.5503 | 0.46915 | 8.2588e-23 | 0.39389 | 70.9321 | 4 | 30 |  | 30 | 0.17775 | 0.76431 | 0.6 | 0.38726 | 1 | 1.2102 | 70 | 0.22581 | 0.60751 | 0.21602 | 3.8028e-14 | 0.15515 | 1.9694 | 0.3 | 0.36 | 1
25.6978 | 949685657.5971 | 4.8 | 2.1351e-06 | 79.7518 | 238.9413 | 19579.2896 | 698461.332 | 0.34959 | 5.3791e-23 | 0.2838 | 75.8697 | 4 | 30 |  | 30 | 0.30588 | 0.87686 | 0.6 | 0.37964 | 1 | 1.1864 | 68.5 | 0.14317 | 0.58461 | 0.15752 | 2.4238e-14 | 0.08054 | 1.419 | 0.3 | 0.54 | 1
27.4866 | 847997961.6549 | 4.8 | 2.1351e-06 | 64.346 | 221.8223 | 18305.067 | 590041.459 | 0.39219 | 5.2748e-23 | 0.30785 | 81.151 | 4 | 30 |  | 30 | 0.28344 | 0.9531 | 0.6 | 0.3702 | 1 | 1.1569 | 67.1 | 0.16948 | 0.55835 | 0.17311 | 2.3282e-14 | 0.09477 | 1.5392 | 0.3 | 0.495 | 0.93
29.4 | 751984561.4914 | 4.8 | 2.1351e-06 | 61.867 | 218.9427 | 17113.771 | 598108.7834 | 0.39002 | 4.585e-23 | 0.29601 | 86.8 | 4 | 30 |  | 30 | 0.31739 | 0.99256 | 0.6 | 0.35844 | 1 | 1.1201 | 65.7 | 0.16719 | 0.5296 | 0.16856 | 1.9815e-14 | 0.087623 | 1.4801 | 0.3 | 0.495 | 1
31.4465 | 662634954.8721 | 4.8 | 2.1351e-06 | 50.3669 | 205.0558 | 16000.0046 | 516625.531 | 0.4321 | 4.44e-23 | 0.3171 | 92.8422 | 4 | 30 |  | 30 | 0.31933 | 0.99861 | 0.6 | 0.32916 | 1 | 1.0712 | 64.3 | 0.19356 | 0.49916 | 0.18276 | 1.878e-14 | 0.10055 | 1.5855 | 0.3 | 0.495 | 1
35 | 535550828.1478 | 4.8 | 2.1351e-06 | 20.2614 | 163.1987 | 14375.5676 | 231034.9085 | 0.79241 | 6.573e-23 | 0.55121 | 103.3333 | 4 | 30 |  | 30 | 0.27719 | 0.95351 | 0.6 | 0.18874 | 1 | 0.926 | 62.4 | 0.43284 | 0.44902 | 0.32526 | 2.698e-14 | 0.30383 | 2.7561 | 0.3 | 0.45 | 1
36 | 505282079.2675 | 4.8 | 2.1351e-06 | 4.4475 | 136.151 | 13976.2463 | 52258.2092 | 3.0245 | 2.3713e-22 | 2.0744 | 106.2857 | 4 | 30 |  | 30 | 0.081386 | 0.93322 | 0.6 | 0.14955 | 1 | 0.85603 | 60.3 | 1.9136 | 0.43574 | 1.1997 | 9.4059e-14 | 4.3032 | 10.3721 | 0.3 | 0.135 | 1
38 | 450905631.1625 | 4.8 | 2.1351e-06 | 0.64465 | 128.8024 | 13240.6544 | 8041.3759 | 19.4657 | 1.3698e-21 | 12.995 | 112.1905 | 4 | 30 |  | 30 | 0.025795 | 0.88733 | 0.6 | 0.076642 | 1 | 0.65804 | 57.6 | 12.4357 | 0.41045 | 7.3754 | 5.19e-13 | 168.8699 | 64.975 | 0.3 | 0.045 | 1
40 | 403826054.7489 | 4.8 | 2.1351e-06 | 0.078936 | 127.6731 | 12335.5622 | 1024.2921 | 155.6838 | 9.8872e-21 | 101.3007 | 118.0952 | 4.0788 | 30 |  | 30 | 0.0097401 | 0.83764 | 0.6 | 0.027751 | 1 | 0.47654 | 55.5 | 97.6284 | 0.39457 | 56.2851 | 3.5746e-12 | 10261.8256 | 506.5033 | 0.3 | 0.018 | 1
c |  |  | median | E: 61.867; F: 218.9427; G: median; H: staring 1-sigma; J: FOM; K: 0.65441; Q: median; R: 0.87514 |  | 70 | 0.11733 | 0.64755
c |  |  | actual | E: 30; H: staring SEP 5/500; J: required; K: 1.5 |  | median
c |  |  | BLIP res | E: 106.2232; J: margin%; K: -54.1568
0.32
c Si:Sb |  |  |  | F: Long Lo, Barr; L: R_min=; Q: non-ge; R: blaze; T: 31.01 | [9 empty] | quote
lambda |  |  |  | L: 62; Q: 0.646; R: 30.8; T: 42; U: 1 | 20 | [6 empty] | SEP estimate | Required
14 | 1705732065.4305 | 4.8 | 2.1351e-06 | 86.0468 | 245.5931 | 17969.4595 | 770146.962 | 0.28915 | 7.4952e-23 | 0.22488 | 82.6667 | 4 | 30 |  | 30 | 0.39574 | 0.87514 | 0.6 | 0.35254 | 1 | 1.1025 | 77.2 | 0.12985 | 0.57205 | 0.14684 | 3.8063e-14 | 0.050569 | 1.1244 | 0.3 | 0.7 | 1
15 | 1678970206.2624 | 4.8 | 2.1351e-06 | 100.4298 | 260.1539 | 16771.4955 | 852326.3318 | 0.28337 | 6.3986e-23 | 0.21291 | 88.5714 | 4 | 30 |  | 30 | 0.44798 | 0.99068 | 0.6 | 0.36928 | 1 | 1.154 | 75.4 | 0.11733 | 0.60329 | 0.14055 | 3.1736e-14 | 0.045329 | 1.0645 | 0.3 | 0.7 | 1
16.0442 | 1628674284.4056 | 4.8 | 2.1351e-06 | 99.5742 | 259.3106 | 15680.0045 | 814466.5598 | 0.29996 | 5.9203e-23 | 0.21791 | 94.7369 | 4 | 30 |  | 30 | 0.44269 | 0.97897 | 0.6 | 0.38195 | 1 | 1.1936 | 74.3 | 0.12278 | 0.62596 | 0.1466 | 2.8935e-14 | 0.047486 | 1.0896 | 0.3 | 0.7 | 1
17.161 | 1558482603.6582 | 4.8 | 2.1351e-06 | 86.5458 | 246.1127 | 14659.5479 | 691638.9361 | 0.33345 | 5.7526e-23 | 0.23423 | 101.3316 | 4 | 30 |  | 30 | 0.39291 | 0.86889 | 0.6 | 0.39088 | 1 | 1.2215 | 74.7 | 0.14458 | 0.64067 | 0.16385 | 2.8267e-14 | 0.054864 | 1.1712 | 0.3 | 0.7 | 1
18.3556 | 1472701119.1536 | 4.8 | 2.1351e-06 | 66.9685 | 224.8286 | 13705.5027 | 529499.7888 | 0.40384 | 6.0896e-23 | 0.27429 | 108.3853 | 4 | 30 |  | 30 | 0.3175 | 0.70213 | 0.6 | 0.3961 | 1 | 1.2378 | 73.6 | 0.18886 | 0.64755 | 0.19551 | 2.9482e-14 | 0.075234 | 1.3714 | 0.3 | 0.7 | 1
20 | 1347544277.518 | 4.8 | 2.1351e-06 | 38.4241 | 189.5603 | 12578.6217 | 304724.9159 | 0.70805 | 8.9933e-23 | 0.46071 | 118.0952 | 4 | 30 |  | 30 | 0.19821 | 0.47131 | 0.6 | 0.39786 | 1 | 1.2433 | 61.5 | 0.32816 | 0.6456 | 0.28644 | 3.6382e-14 | 0.21226 | 2.3036 | 0.3 | 0.7 | 0.93
20.4 | 1316955448.4633 | 4.8 | 2.1351e-06 | 6.2019 | 139.4107 | 24663.964 | 49339.8831 | 2.7432 | 6.6981e-22 | 2.4995 | 60.2286 | 4 | 30 |  | 30 | 0.016379 | 0.38948 | 0.6 | 0.39757 | 1 | 1.2424 | 72.1 | 2.0268 | 0.64357 | 1.301 | 3.1767e-13 | 6.2473 | 12.4973 | 0.3 | 0.07 | 0.93
20.9 | 1278973618.9545 | 4.8 | 2.1351e-06 | 34.6195 | 184.3506 | 24073.917 | 276815.255 | 0.64657 | 1.5041e-22 | 0.58203 | 61.7048 | 4 | 30 |  | 30 | 0.094305 | 0.44849 | 0.6 | 0.39691 | 1 | 1.2403 | 72.1 | 0.36125 | 0.64032 | 0.30665 | 7.1335e-14 | 0.33876 | 2.9101 | 0.3 | 0.35 | 0.93
21.4 | 1241424391.2694 | 4.8 | 2.1351e-06 | 64.8643 | 222.4197 | 23511.4423 | 521854.412 | 0.4138 | 9.1814e-23 | 0.36811 | 63.181 | 4 | 30 |  | 30 | 0.18248 | 0.50624 | 0.6 | 0.39594 | 1 | 1.2373 | 72.1 | 0.19162 | 0.63639 | 0.19625 | 4.3545e-14 | 0.13551 | 1.8406 | 0.3 | 0.6 | 0.93
22 | 1197120093.3883 | 4.8 | 2.1351e-06 | 75.8088 | 234.6787 | 22870.2212 | 615228.9702 | 0.37449 | 7.8623e-23 | 0.32857 | 64.9524 | 4 | 30 |  | 30 | 0.22201 | 0.57279 | 0.6 | 0.39443 | 1 | 1.2326 | 71.3 | 0.16254 | 0.63089 | 0.17564 | 3.6875e-14 | 0.10796 | 1.6429 | 0.3 | 0.6 | 1
24.0254 | 1055581990.8946 | 4.8 | 2.1351e-06 | 87.5756 | 247.1815 | 20942.2113 | 738070.9172 | 0.3349 | 5.8956e-23 | 0.28118 | 70.9321 | 4 | 30 |  | 30 | 0.29625 | 0.76431 | 0.6 | 0.38726 | 1 | 1.2102 | 70 | 0.13549 | 0.60751 | 0.15421 | 2.7147e-14 | 0.079061 | 1.4059 | 0.3 | 0.6 | 1
25.6978 | 949685657.5971 | 4.8 | 2.1351e-06 | 88.6132 | 248.2538 | 19579.2896 | 776068.1466 | 0.32689 | 5.0299e-23 | 0.26537 | 75.8697 | 4 | 30 |  | 30 | 0.33987 | 0.87686 | 0.6 | 0.37964 | 1 | 1.1864 | 68.5 | 0.12885 | 0.58461 | 0.14729 | 2.2664e-14 | 0.070422 | 1.3269 | 0.3 | 0.6 | 1
27.4866 | 847997961.6549 | 4.8 | 2.1351e-06 | 77.9951 | 237.0517 | 18305.067 | 715201.7685 | 0.34577 | 4.6505e-23 | 0.27141 | 81.151 | 4 | 30 |  | 30 | 0.34356 | 0.9531 | 0.6 | 0.3702 | 1 | 1.1569 | 67.1 | 0.13982 | 0.55835 | 0.15262 | 2.0526e-14 | 0.073664 | 1.3571 | 0.3 | 0.6 | 0.93
29.4 | 751984561.4914 | 4.8 | 2.1351e-06 | 74.9903 | 233.7841 | 17113.771 | 724980.3435 | 0.34357 | 4.039e-23 | 0.26076 | 86.8 | 4 | 30 |  | 30 | 0.38472 | 0.99256 | 0.6 | 0.35844 | 1 | 1.1201 | 65.7 | 0.13793 | 0.5296 | 0.14848 | 1.7456e-14 | 0.067998 | 1.3038 | 0.3 | 0.6 | 1
31.4465 | 662634954.8721 | 4.8 | 2.1351e-06 | 45.7881 | 199.2574 | 16000.0046 | 469659.5737 | 0.46187 | 4.7459e-23 | 0.33895 | 92.8422 | 4 | 30 |  | 30 | 0.2903 | 0.99861 | 0.6 | 0.32916 | 1 | 1.0712 | 64.3 | 0.21292 | 0.49916 | 0.19535 | 2.0074e-14 | 0.11488 | 1.6947 | 0.3 | 0.45 | 1
33.6356 | 580535992.3 | 4.8 | 2.1351e-06 | 28.9207 | 176.2594 | 14958.7223 | 316561.7209 | 0.62461 | 5.61e-23 | 0.44321 | 99.305 | 4 | 30 |  | 30 | 0.28397 | 0.97684 | 0.6 | 0.24259 | 1 | 0.99606 | 62.4 | 0.31589 | 0.46776 | 0.25638 | 2.3027e-14 | 0.19643 | 2.216 | 0.3 | 0.45 | 1
35.9769 | 505955963.6004 | 4.8 | 2.1351e-06 | 14.9415 | 154.6287 | 13985.2068 | 175442.5489 | 1.0231 | 8.0322e-23 | 0.70198 | 106.2176 | 4 | 30 |  | 30 | 0.27143 | 0.93371 | 0.6 | 0.15045 | 1 | 0.85786 | 60.3 | 0.56999 | 0.43604 | 0.40583 | 3.186e-14 | 0.49277 | 3.5099 | 0.3 | 0.45 | 1
38.4813 | 438947094.5389 | 4.8 | 2.1351e-06 | 5.001 | 137.1879 | 13075.0478 | 63281.144 | 2.6346 | 1.8079e-22 | 1.7478 | 113.6115 | 4 | 30 |  | 30 | 0.25454 | 0.8756 | 0.6 | 0.061896 | 1 | 0.60412 | 57.6 | 1.5802 | 0.40463 | 0.99824 | 6.8499e-14 | 3.0548 | 8.739 | 0.3 | 0.45 | 1
40 | 403826054.7489 | 4.8 | 2.1351e-06 | 1.9734 | 131.4168 | 12335.5622 | 25607.303 | 6.41 | 4.0708e-22 | 4.1708 | 118.0952 | 4.0788 | 30 |  | 30 | 0.2435 | 0.83764 | 0.6 | 0.027751 | 1 | 0.47654 | 55.5 | 3.9051 | 0.39457 | 2.3174 | 1.4717e-13 | 17.3959 | 20.8542 | 0.3 | 0.45 | 1
c |  |  | median | E: 74.9903; F: 233.7841; G: median; H: staring 1-sigma; J: FOM; K: 0.34293; Q: median; R: 0.87514 |  | 70 | 0.11733 | 0.64755
c |  |  | actual | E: 30; H: staring SEP 5/500; J: required; K: 1.5 |  | median
c |  |  | BLIP res | E: 149.9675; J: margin%; K: -12.5189

## LL chart2
ZnSe AR coating
1.5 V bias

## SiSb_flt
Selection of Si:Sb flight material
|  | bad | E_max_0 |  | 1.5V | 1.5V | 1.5V | 1.5V | 1.5V | QE40/
module | wafer | AR | E_max | V_bias | E_max | QE(22) | QE(36) | QE (40) | bad9 | bad9
LH | 1749-11 | 24.7 | 580 | 1.32 | 659.0909 | 0.55 | 0.25 | 0.03 | 0.5751 | 0.052165
LH | 1746-7 | 24.7 | 580 | 1.32 | 659.0909 | 0.45 | 0.2 | 0.015 | 0.5751 | 0.026083
LL | 1746-3 | 21 | 720 | 1.51 | 715.2318 | 0.5 | 0.25 | 0.045 | 0.78236 | 0.057518
LL | 1757-7 | 21 | 720 | 1.51 | 715.2318 | 0.47 | 0.16 | 0.015 | 0.78236 | 0.019173
test | 1695-3 |  |  |  |  | 0.32 | 0.16 | 0.05
Si:As fit from WIRE report, Fig. 19 p. 20
| E_max | bad9 | bad9 = bad0*10^(E_max/E_max_0)
| 760 | 1 | bad0 | 0.015505
| 1180 | 10 | E_max_0 | 420

## merit
A | B | C | 2026-07-30 | E | F | G | H | I | J | K | L | M | N | O | P | Q | R | S | T | U
c |  |  | t_int= | E: 128; F: s; N: e; O: T; S: 2026-07-30
c | checked |  | D= | E: 85; F: cm; I: RESULTS; J: RESULTS
c | 1997-09-01 |  | telthru | E: 0.77; G: 2x2; H: 2x2; M: sun; N: 3e-13; O: 4000; T: DFOM
c |  | Lambda_max/D |  |  |  | perpix | perpix | continuum | line | R= | R_min= | zody | 4e-08 | 270 | elat | 90 |  | As | 1.4862
c | sky | pix |  | s-1 |  | flux | tint | mJy | Wcm-2 | 50 | 64 | gal | 2e-05 | 25 |  |  |  | Sb | 1.2226
c | (phs-1cm-2 |  | cm-2 | E: sky el; F: noise; G: phot; H: source; I: 1sigma; J: 1sigma; K: summed; M: tel; N: 0.1; O: 15
c lambda | um-1sr-1) | arcsec | aomega | on det | int | 1Jy | counts | PSS | PSS | lo-res | R | beam | RN |  | i_d | trans | ge | slit | dqe | bg | AR
c Si:As BIBs FPMA-5
c Required RN, measured i_d |  |  |  | F: Short Lo; N: RN; P: i_D; Q: non-ge; R: blaze; T: Short Lo | opt at | detector | e/s | eint | S/N | NEP | Line*5e3
lambda |  |  |  | N: 30; P: 10; Q: 0.65; R: 11.5; S: 0.6; U: 1 | 7.5 | FOM | 1e-18
9.5 | 1087861534.1782 | 1.8 | 3.336e-07 | 7.1523 | 55.6371 | 20360.1332 | 262967.1638 | 0.21157 | 8.2417e-23 | 0.16616 | 81.0667 | 4 | 30 |  | 10 | 0.56058 | 0.86243 | 0.6 | 0.3 | 1 | 1.3834 | 1.4606 | 14.3505 | 1836.858 | 33.015 | 4.8463e-19 | 4.6622e-18
9.5 | 1087861534.1782 | 1.8 | 3.336e-07 | 11.9204 | 63.4887 | 20360.1332 | 438278.6064 | 0.14486 | 5.6429e-23 | 0.11377 | 81.0667 | 4 | 35 |  | 10 | 0.56058 | 0.86243 | 0.6 | 0.5 | 1 | 1.3834 |  | 23.9174 | 3061.43 | 48.2201 | 3.3181e-19 | 3.1921e-18
c Si:Sb |  |  |  | F: Long Lo; Q: non-ge; R: blaze
c RN and I_d SbL3-2 |  |  |  | K: c; Q: 0.5; R: 31.5; U: 1 | 21
26.7 | 742710819.7705 | 4.8 | 2.3723e-06 | 38.9412 | 108.1872 | 10141.939 | 104929.0217 | 1.0311 | 7.1185e-23 | 0.5715 | 162.7429 | 4 | 40 |  | 40 | 0.44905 | 0.89809 | 0.6 | 0.3 | 1 | 1.2835 | 1.2075 | 40.3323 | 5162.5378 | 47.7186 | 3.353e-19 | 4.0268e-18
26.7 | 742710819.7705 | 4.8 | 2.3723e-06 | 51.9216 | 119.4611 | 10141.939 | 139905.3623 | 0.85387 | 5.8952e-23 | 0.47329 | 162.7429 | 4 | 35 |  | 50 | 0.44905 | 0.89809 | 0.6 | 0.4 | 1 | 1.2835 |  | 53.7764 | 6883.3837 | 57.6203 | 2.7768e-19 | 3.3348e-18
c Si:As BIBs FPMA-7 |  |  |  | F: Short Hi; Q: non; R: pred
c Required RN, measured i_d |  |  |  | N: RN; P: i_D; Q: pred; R: blaze; T: Short Hi
c |  |  |  | Q: 0.43225; R: 12.1; S: 0.6; U: 1 | 13.33
14.1 | 1420201612.5227 | 2.4 | 5.9307e-07 | 2.4013 | 49.8735 | 2750.8802 | 25630.0806 | 1.9459 | 6.9003e-23 | 0.56173 | 600 | 4 | 30 |  | 10 | 0.40439 | 0.93554 | 0.6 | 0.3 | 1 | 1.2434 | 1.5133 | 21.2991 | 2726.284 | 54.664 | 2.927e-19 | 3.9034e-18
14.1 | 1420201612.5227 | 2.4 | 5.9307e-07 | 4.0021 | 54.9297 | 2750.8802 | 42716.8011 | 1.2859 | 4.5599e-23 | 0.37121 | 600 | 4 | 35 |  | 10 | 0.40439 | 0.93554 | 0.6 | 0.5 | 1 | 1.2434 |  | 35.4985 | 4543.8066 | 82.7204 | 1.9342e-19 | 2.5795e-18
c Si:Sb |  |  |  | F: Long Hi
c RN and I_d SbL3-2 |  |  |  | Q: 0.3325; R: 27.1; S: 0.6; U: 1 | 28.25
28 | 684150828.763 | 4.8 | 2.3723e-06 | 7.5294 | 87.6571 | 2750.8802 | 21002.4108 | 4.1737 | 7.453e-23 | 1.2048 | 600 | 4 | 40 |  | 40 | 0.33137 | 0.99661 | 0.6 | 0.3 | 1 | 1.3963 | 1.2382 | 42.2961 | 5413.8973 | 61.7622 | 2.5906e-19 | 4.216e-18
28 | 684150828.763 | 4.8 | 2.3723e-06 | 10.0392 | 94.3929 | 2750.8802 | 28003.2144 | 3.3708 | 6.0193e-23 | 0.97306 | 600 | 4 | 35 |  | 50 | 0.33137 | 0.99661 | 0.6 | 0.4 | 1 | 1.3963 |  | 56.3948 | 7218.5297 | 76.4732 | 2.0922e-19 | 3.405e-18

## intparms
integration summary
calc
well depth | 200000 | e
RN, DCS | 55 | e
ceff | 0.133 | pf
reset rate | 0.25 | Hz | 0.25
spin rate | 4 | Hz | 4
group rate | 17 | kHz | 16.384
BW | 82 | kHz | 81.92
RN, DCS, at dewar head | 66.1654 | uV
Cable noise budget | 33.0827 | uV
Debias at well depth | 0.2406 | V
Gain | 40
A/D Span | 20 | V
bits | 14
mV/du | 1.2207
e/du | 25.3677
dig noise, e | 10.1471
e at span | 415625
Data Resources, Scan Rates |  |  | cluster | cluster | steady
| Short | Long | stare | stare | stare
Effective exposure time | 64 | 32 | 32 | 128 | 128
Frame time | 2 | 2 | 2 | 8 | 8
clock pattern overhead | 12 | 8 | 8 | 20 | 20
Samples | 16 | 16 | 16 | 16 | 16
total time | 76 | 40
pixel size | 1.8 | 4.8
scan rate (asec/sec) | 0.023684 | 0.12
pixels/frame | 16384 | 16384 | 16384 | 16384 | 16384
bits/pixel | 16 | 16 | 16 | 16 | 16
observing overhead (s) | 0 | 0 | 128 | 128 | 0
Observing efficiency | 0.8 | 0.8 | 0.2381 | 0.53623 | 0.8
Compression | 1 | 1 | 1 | 1 | 1
average bits/s | 44150.5684 | 83886.08 | 24966.0952 | 15196.7536 | 22671.9135
Gbits/12 hr | 1.7763 | 3.375 | 1.0045 | 0.61141 | 0.91216
weight | 0.4 | 0 | 0 | 0 | 0.6
weighted storage/12 hr | 1.2578
scratch | 0.71053 | 0 | 0 | 0 | 0.5473

## num
Numerology Scratchpad
ge | 0.4 | 1 | 0.4 | 0 | 0.4 |  | 1 | 0.4 | 0.4 | 1 |  |  |  |  | 0.4
Blaze | 1 | 1 | 1 | 2 | 2 |  | 2 | 2 | 3 | 3 |  |  |  |  | 3
10 | 6.6667 | 10 | 20 | 3.3333 | 4 |  | 5 | 6.6667 | 2.8571 | 3.3333 |  |  |  |  | 4 |  | 13.85 | 4.2376
11.25 | 7.5 | 11.25 | 22.5 | 3.75 | 4.5 |  | 5.625 | 7.5 | 3.2143 | 3.75 |  |  |  |  | 4.5
12 | 8 | 12 | 24 | 4 | 4.8 |  | 6 | 8 | 3.4286 | 4 |  |  |  |  | 4.8
12.5 | 8.3333 | 12.5 | 25 | 4.1667 | 5 |  | 6.25 | 8.3333 | 3.5714 | 4.1667 |  |  |  |  | 5
7.5 | 5 | 7.5 | 15 | 2.5 | 3 |  | 3.75 | 5 | 2.1429 | 2.5 |  |  |  |  | 3
[9 empty] | 0.5 |  |  | 0.25
LVF planner |  |  |  |  | 7.5 |  |  |  | lvbf |  |  | lvlf
1 | 2 | 3 |  | 1 | 2 |  | 3 |  | max | min
1 | 0.5 | 0.33333 |  | 7.5 | 3.75 |  | 2.5 |  | 6.5 | 4.75 |  | 3.25 | 3
1.1 | 0.55 | 0.36667 |  | 8.25 | 4.125 |  | 2.75 |  | 7.25 | 5.125 |  | 3.625 | 3.25
1.2 | 0.6 | 0.4 |  | 9 | 4.5 |  | 3 |  | 8 | 5.5 |  | 4 | 3.5
1.3 | 0.65 | 0.43333 |  | 9.75 | 4.875 |  | 3.25 |  | 8.75 | 5.875 |  | 4.375 | 3.75
1.4 | 0.7 | 0.46667 |  | 10.5 | 5.25 |  | 3.5 |  | 9.5 | 6.25 |  | 4.75 | 4
1.5 | 0.75 | 0.5 |  | 11.25 | 5.625 |  | 3.75 |  | 10.25 | 6.625 |  | 5.125 | 4.25
1.6 | 0.8 | 0.53333 |  | 12 | 6 |  | 4 |  | 11 | 7 |  | 5.5 | 4.5
1.7 | 0.85 | 0.56667 |  | 12.75 | 6.375 |  | 4.25 |  | 11.75 | 7.375 |  | 5.875 | 4.75
1.8 | 0.9 | 0.6 |  | 13.5 | 6.75 |  | 4.5 |  | 12.5 | 7.75 |  | 6.25 | 5
1.9 | 0.95 | 0.63333 |  | 14.25 | 7.125 |  | 4.75 |  | 13.25 | 8.125 |  | 6.625 | 5.25
2 | 1 | 0.66667 |  | 15 | 7.5 |  | 5 |  | 14 | 8.5 |  | 7 | 5.5
lam
| pwr | PU
| law | lb | lr | nub | nur |  | lbar
star | -3 | 13 | 18.5 | 0.076923 | 0.054054 |  | 15.2698
300K | -1 | 13 | 18.5 | 0.076923 | 0.054054 |  | 15.5886
cold | 1 | 13 | 18.5 | 0.076923 | 0.054054 |  | 15.8941
star | -3 | 13 | 17 | 0.076923 | 0.058824 |  | 14.7333
300K | -1 | 13 | 17 | 0.076923 | 0.058824 |  | 14.9107
cold | 1 | 13 | 17 | 0.076923 | 0.058824 |  | 15.0738
star | -3 | 18.5 | 25 | 0.054054 | 0.04 |  | 21.2644
300K | -1 | 18.5 | 25 | 0.054054 | 0.04 |  | 21.5871
cold | 1 | 18.5 | 25 | 0.054054 | 0.04 |  | 21.89
| OOB study | [8 empty] | OOB study | [8 empty] | OOB study -- 2nd order, stellar | [5 empty] | 2.9705 |  | OOB study -- 2nd order | [5 empty] | 2.9705 |  | OOB study -- 2nd order, stellar | [5 empty] | 2.9705 |  | OOB study -- 2nd order | [5 empty] | 2.9705
|  |  | 0.0001 | 0.001 | 0.01 | 0.32 | [5 empty] | 0.0003 | 0.003 | 0.03 | 0.32 | [5 empty] | 0.00015 | 0.0015 | 0.015 | 0.32 |  | 1.7235 |  |  | 0.00015 | 0.0015 | 0.015 | 0.32 |  | 1.7235 |  |  | 0.00015 | 0.0015 | 0.015 | 0.32 |  | 1.7235 |  |  | 0.00015 | 0.0015 | 0.015 | 0.32 |  | 1.7235
|  |  | 5 | 12 |  | 31.01 | [5 empty] | 5 | 12 |  | 31.01 | [5 empty] | 5 | 12 |  | 31.01 |  |  |  |  | 5 | 12 |  | 31.01 |  |  |  |  | 5 | 12 |  | 31.01 |  |  |  |  | 5 | 12 |  | 31.01
| 25.4 |  | blaze |  |  | 42 | total (%) |  |  | 36 |  | blaze |  | 225 | 42 | total (%) |  |  | 19.25 |  | blaze |  |  | 42 | total (%) |  | 19.25 |  | blaze |  | 175 | 42 | total (%) |  | 15.35 |  | blaze |  |  | 42 | total (%) |  | 15.35 |  | blaze |  | 175 | 42 | total (%)
| m | lambda | 30.8 | OOB | star | dqe | 0.5954 | cumul |  | m | lambda | 30.8 | OOB | zody/aster | dqe | 5.34 | cumul |  | m | lambda | 30.8 | OOB | star | dqe | 2.8578 | cumul | m | lambda | 30.8 | OOB | zody/aster | dqe | 4.0449 | cumul | m | lambda | 30.8 | OOB | star | dqe | 4.9461 | cumul | m | lambda | 30.8 | OOB | zody/aster | dqe | 0.31892 | cumul
| 1 | 25.4 | 0.85987 | 0.24 | 4.0112 | 0.416 | 0.34436 |  |  | 1 | 36 | 0.93322 | 1 | 4.3671 | 0.22712 | 0.9256 |  |  | 1 | 38.5 | 0.87514 | 0.045 | 1.7893 | 0.13248 | 0.0093357 |  | 1 | 38.5 | 0.87514 | 0.045 | 2.3485 | 0.13248 | 0.012253 |  | 1 | 30.7 | 0.99997 | 0.001 | 2.7803 | 0.416 | 0.0011566 |  | 1 | 30.7 | 0.99997 | 0.001 | 2.5493 | 0.416 | 0.0010605
| 2 | 12.7 | 0.53004 | 0.0003 | 14.9107 | 0.37737 | 0.00089475 | 0.00089475 |  | 2 | 18 | 0.75388 | 0.03 | 5.0575 | 0.416 | 0.047583 | 0.047583 |  | 2 | 19.25 | 0.57279 | 0.7 | 6.8232 | 0.416 | 1.1381 |  | 2 | 19.25 | 0.57279 | 0.7 | 1.9858 | 0.416 | 0.33122 |  | 2 | 15.35 | 0.99986 | 0.7 | 10.4704 | 0.416 | 3.0486 |  | 2 | 15.35 | 0.99986 | 0.7 | 1.3109 | 0.416 | 0.38169
| 3 | 8.4667 | 0.20525 | 0.00013 | 31.1258 | 0.25158 | 0.00020894 | 0.0011037 |  | 3 | 12 | 0.51626 | 0.003 | 2.8201 | 0.35657 | 0.0015574 | 0.04914 |  | 3 | 12.8333 | 0.25457 | 0.015 | 14.625 | 0.38133 | 0.021296 | 0.021296 | 3 | 12.8333 | 0.25457 | 0.015 | 0.78231 | 0.38133 | 0.0011392 | 0.0011392 | 3 | 10.2333 | 0.99969 | 0.0015 | 22.1547 | 0.30408 | 0.010102 | 0.010102 | 3 | 10.2333 | 0.99969 | 0.0015 | 0.30259 | 0.30408 | 0.00013797 | 0.00013797
| 4 | 6.35 | 0.028737 | 0.0025 | 51.2527 | 0.18869 | 0.00069476 | 0.0017985 |  | 4 | 9 | 0.28575 | 0.003 | 1.1269 | 0.26743 | 0.00025835 | 0.049399 |  | 4 | 9.625 | 0.054696 | 0.0015 | 24.7504 | 0.286 | 0.00058076 | 0.021877 | 4 | 9.625 | 0.054696 | 0.0015 | 0.21884 | 0.286 | 5.135e-06 | 0.0011443 | 4 | 7.675 | 0.99944 | 0.0015 | 36.997 | 0.22806 | 0.012649 | 0.022751 | 4 | 7.675 | 0.99944 | 0.0015 | 0.049257 | 0.22806 | 1.6841e-05 | 0.00015481
| 5 | 5.08 | 0.0034661 | 0.001 | 74.0528 | 0.15095 | 3.8744e-05 | 0.0018372 |  | 5 | 7.2 | 0.11399 | 0.003 | 0.37229 | 0.21394 | 2.7238e-05 | 0.049426 |  | 5 | 7.7 | 1.5196e-33 | 0.0015 | 36.7873 | 0.2288 | 1.9185e-35 | 0.021877 | 5 | 7.7 | 1.5196e-33 | 0.0015 | 0.050505 | 0.2288 | 2.6339e-38 | 0.0011443 | 5 | 6.14 | 0.99913 | 0.0015 | 54.2399 | 0.18245 | 0.014831 | 0.037582 | 5 | 6.14 | 0.99913 | 0.0015 | 0.0066086 | 0.18245 | 1.807e-06 | 0.00015662
| 6 | 4.2333 | 0.03612 | 0.0001 | 98.4467 | 0.12579 | 4.4729e-05 | 0.0018819 |  | 6 | 6 | 0.022316 | 0.003 | 0.10888 | 0.17829 | 1.2996e-06 | 0.049427 |  | 6 | 6.4167 | 0.024309 | 0.0015 | 50.355 | 0.19067 | 0.00035009 | 0.022227 | 6 | 6.4167 | 0.024309 | 0.0015 | 0.010314 | 0.19067 | 7.1709e-08 | 0.0011444 | 6 | 5.1167 | 0.99874 | 0.0015 | 73.2024 | 0.15204 | 0.016673 | 0.054255 | 6 | 5.1167 | 0.99874 | 0.0015 | 0.00078447 | 0.15204 | 1.7868e-07 | 0.0001568
| 7 | 3.6286 | 0.045686 | 0.0001 | 123.507 | 0.10782 | 6.0839e-05 | 0.0019428 |  | 7 | 5.1429 | 0.00012071 | 0.003 | 0.029264 | 0.15282 | 1.6195e-09 | 0.049427 |  | 7 | 5.5 | 0.046758 | 0.0015 | 65.104 | 0.16343 | 0.00074625 | 0.022973 | 7 | 5.5 | 0.046758 | 0.0015 | 0.0019357 | 0.16343 | 2.2187e-08 | 0.0011444 | 7 | 4.3857 | 0.99829 | 0.00015 | 93.2777 | 0.13032 | 0.0018203 | 0.056075 | 7 | 4.3857 | 0.99829 | 0.00015 | 8.5574e-05 | 0.13032 | 1.6699e-09 | 0.0001568
| 8 | 3.175 | 0.022843 | 0.0001 | 148.4503 | 0.094343 | 3.1992e-05 | 0.0019748 |  | 8 | 4.5 | 0.016724 | 0.0003 | 0.007394 | 0.13371 | 4.9604e-09 | 0.049427 |  | 8 | 4.8125 | 0.035799 | 0.00015 | 80.7149 | 0.143 | 6.198e-05 | 0.023035 | 8 | 4.8125 | 0.035799 | 0.00015 | 0.00034148 | 0.143 | 2.6222e-10 | 0.0011444 | 8 | 3.8375 | 0.99777 | 0.00015 | 113.9307 | 0.11403 | 0.0019444 | 0.05802 | 8 | 3.8375 | 0.99777 | 0.00015 | 8.7749e-06 | 0.11403 | 1.4975e-10 | 0.0001568
| 9 | 2.8222 | 0.0019991 | 0.0001 | 172.6275 | 0.08386 | 2.894e-06 | 0.0019776 |  | 9 | 4 | 0.03924 | 0.0003 | 0.001782 | 0.11886 | 2.4933e-09 | 0.049427 |  | 9 | 4.2778 | 0.010804 | 0.00015 | 96.8977 | 0.12711 | 1.9961e-05 | 0.023055 | 9 | 4.2778 | 0.010804 | 0.00015 | 5.7462e-05 | 0.12711 | 1.1837e-11 | 0.0011444 | 9 | 3.4111 | 0.99718 | 0.005 | 134.6942 | 0.10136 | 0.068069 | 0.12609 | 9 | 3.4111 | 0.99718 | 0.005 | 8.5827e-07 | 0.10136 | 4.3374e-10 | 0.0001568
| 10 | 2.54 | 0.0033321 | 0.0001 | 195.5144 | 0.075474 | 4.9169e-06 | 0.0019826 |  | 10 | 3.6 | 0.047098 | 0.0003 | 0.00041375 | 0.10697 | 6.2535e-10 | 0.049427 |  | 10 | 3.85 | 1.5196e-33 | 0.00015 | 113.391 | 0.1144 | 2.9568e-36 | 0.023055 | 10 | 3.85 | 1.5196e-33 | 0.00015 | 9.3157e-06 | 0.1144 | 2.4291e-43 | 0.0011444 | 10 | 3.07 | 0.99651 | 0.00015 | 155.166 | 0.091223 | 0.0021158 | 0.1282 | 10 | 3.07 | 0.99651 | 0.00015 | 8.0876e-08 | 0.091223 | 1.1028e-12 | 0.0001568
| 11 | 2.3091 | 0.014157 | 0.0001 | 216.7003 | 0.068613 | 2.1049e-05 | 0.0020036 |  | 11 | 3.2727 | 0.037085 | 0.0003 | 9.3213e-05 | 0.097247 | 1.0085e-10 | 0.049427 |  | 11 | 3.5 | 0.0072326 | 0.00015 | 129.9604 | 0.104 | 1.4663e-05 | 0.02307 | 11 | 3.5 | 0.0072326 | 0.00015 | 1.4654e-06 | 0.104 | 1.6534e-13 | 0.0011444 | 11 | 2.7909 | 0.99578 | 0.00015 | 175.0049 | 0.08293 | 0.0021678 | 0.13037 | 11 | 2.7909 | 0.99578 | 0.00015 | 7.3947e-09 | 0.08293 | 9.1598e-14 | 0.0001568
| 12 | 2.1167 | 0.015168 | 0.0001 | 235.8775 | 0.062895 | 2.2503e-05 | 0.0020261 |  | 12 | 3 | 0.018624 | 0.0003 | 2.0484e-05 | 0.089143 | 1.0202e-11 | 0.049427 |  | 12 | 3.2083 | 0.015911 | 0.00015 | 146.3982 | 0.095333 | 3.3309e-05 | 0.023103 | 12 | 3.2083 | 0.015911 | 0.00015 | 2.2484e-07 | 0.095333 | 5.1157e-14 | 0.0011444 | 12 | 2.5583 | 0.99498 | 0.00015 | 193.9266 | 0.076019 | 0.0022002 | 0.13257 | 12 | 2.5583 | 0.99498 | 0.00015 | 6.5949e-10 | 0.076019 | 7.4824e-15 | 0.0001568
| 13 | 1.9538 | 0.0060588 | 0.0001 | 252.83 | 0.058057 | 8.8934e-06 | 0.002035 |  | 13 | 2.7692 | 0.0040324 | 0.0003 | 4.4082e-06 | 0.082286 | 4.388e-13 | 0.049427 |  | 13 | 2.9615 | 0.013557 | 0.00015 | 162.5213 | 0.088 | 2.9084e-05 | 0.023132 | 13 | 2.9615 | 0.013557 | 0.00015 | 3.3785e-08 | 0.088 | 6.0459e-15 | 0.0011444 | 13 | 2.3615 | 0.99411 | 0.00015 | 211.6998 | 0.070171 | 0.0022152 | 0.13479 | 13 | 2.3615 | 0.99411 | 0.00015 | 5.76e-11 | 0.070171 | 6.0271e-16 | 0.0001568
| 14 | 1.8143 | 6.2873e-05 | 0.0001 | 267.4229 | 0.05391 | 9.0642e-08 | 0.0020351 |  | 14 | 2.5714 | 0.00012056 | 0.0003 | 9.3192e-07 | 0.076408 | 2.5754e-15 | 0.049427 |  | 14 | 2.75 | 0.004465 | 0.00015 | 178.1707 | 0.081714 | 9.751e-06 | 0.023142 | 14 | 2.75 | 0.004465 | 0.00015 | 4.987e-09 | 0.081714 | 2.7293e-16 | 0.0011444 | 14 | 2.1929 | 0.99318 | 0.00015 | 228.1417 | 0.065159 | 0.0022146 | 0.137 | 14 | 2.1929 | 0.99318 | 0.00015 | 4.9419e-12 | 0.065159 | 4.7972e-17 | 0.0001568
| 15 | 1.6933 | 0.003118 | 0.0001 | 279.5907 | 0.050316 | 4.3864e-06 | 0.0020395 |  | 15 | 2.4 | 0.0053958 | 0.0003 | 1.9401e-07 | 0.071314 | 2.2397e-14 | 0.049427 |  | 15 | 2.5667 | 1.5196e-33 | 0.00015 | 193.2096 | 0.076267 | 3.3587e-36 | 0.023142 | 15 | 2.5667 | 1.5196e-33 | 0.00015 | 7.2492e-10 | 0.076267 | 1.2602e-47 | 0.0011444 | 15 | 2.0467 | 0.99217 | 0.00015 | 243.1137 | 0.060815 | 0.0022004 | 0.1392 | 15 | 2.0467 | 0.99217 | 0.00015 | 4.1755e-13 | 0.060815 | 3.7792e-18 | 0.0001568
| 16 | 1.5875 | 0.0079458 | 0.0001 | 289.3282 | 0.047171 | 1.0844e-05 | 0.0020503 |  | 16 | 2.25 | 0.013038 | 0.0003 | 3.9855e-08 | 0.066857 | 1.0422e-14 | 0.049427 |  | 16 | 2.4062 | 0.0034185 | 0.00015 | 207.5224 | 0.0715 | 7.6085e-06 | 0.02315 | 16 | 2.4062 | 0.0034185 | 0.00015 | 1.0398e-10 | 0.0715 | 3.8121e-18 | 0.0011444 | 16 | 1.9187 | 0.9911 | 0.00015 | 256.5174 | 0.057014 | 0.0021742 | 0.14138 | 16 | 1.9187 | 0.9911 | 0.00015 | 3.4811e-14 | 0.057014 | 2.9506e-19 | 0.0001568
| 17 | 1.4941 | 0.0068009 | 0 | 296.6795 | 0.044397 | 0 | 0.0020503 |  | 17 | 2.1176 | 0.016478 | 0.0003 | 8.0916e-09 | 0.062924 | 2.517e-15 | 0.049427 |  | 17 | 2.2647 | 0.0079278 | 0.00015 | 221.0132 | 0.067294 | 1.7686e-05 | 0.023167 | 17 | 2.2647 | 0.0079278 | 0.00015 | 1.4739e-11 | 0.067294 | 1.1795e-18 | 0.0011444 | 17 | 1.8059 | 0.98995 | 0.00015 | 268.2897 | 0.053661 | 0.0021378 | 0.14352 | 17 | 1.8059 | 0.98995 | 0.00015 | 2.8683e-15 | 0.053661 | 2.2855e-20 | 0.0001568
| 18 | 1.4111 | 0.0018547 | 0 | 301.7297 | 0.04193 | 0 | 0.0020503 |  | 18 | 2 | 0.013557 | 0.0003 | 1.6258e-09 | 0.059429 | 3.9296e-16 | 0.049427 |  | 18 | 2.1389 | 0.0070714 | 0.00015 | 233.6043 | 0.063556 | 1.5748e-05 | 0.023183 | 18 | 2.1389 | 0.0070714 | 0.00015 | 2.0678e-12 | 0.063556 | 1.394e-19 | 0.0011444 | 18 | 1.7056 | 0.98874 | 0.00015 | 278.3997 | 0.050679 | 0.0020925 | 0.14561 | 18 | 1.7056 | 0.98874 | 0.00015 | 2.339e-16 | 0.050679 | 1.758e-21 | 0.0001568
| 19 | 1.3368 | 9.4513e-05 | 0 | 304.5961 | 0.039723 | 0 | 0.0020503 |  | 19 | 1.8947 | 0.0069608 | 0.0003 | 3.2365e-10 | 0.056301 | 3.8051e-17 | 0.049427 |  | 19 | 2.0263 | 0.0024242 | 0.00015 | 245.2353 | 0.060211 | 5.3693e-06 | 0.023189 | 19 | 2.0263 | 0.0024242 | 0.00015 | 2.8742e-13 | 0.060211 | 6.2928e-21 | 0.0011444 | 19 | 1.6158 | 0.98746 | 0.00015 | 286.8438 | 0.048012 | 0.0020399 | 0.14765 | 19 | 1.6158 | 0.98746 | 0.00015 | 1.8897e-17 | 0.048012 | 1.3439e-22 | 0.0001568
| 20 | 1.27 | 0.0028368 | 0 | 305.4203 | 0.037737 | 0 | 0.0020503 |  | 20 | 1.8 | 0.0014202 | 0.0003 | 6.3895e-11 | 0.053486 | 1.456e-18 | 0.049427 |  | 20 | 1.925 | 1.5196e-33 | 0.00015 | 255.8608 | 0.0572 | 3.3359e-36 | 0.023189 | 20 | 1.925 | 1.5196e-33 | 0.00015 | 3.9619e-14 | 0.0572 | 5.1655e-52 | 0.0011444 | 20 | 1.535 | 0.98612 | 0.00015 | 293.6421 | 0.045611 | 0.0019811 | 0.14963 | 20 | 1.535 | 0.98612 | 0.00015 | 1.5141e-18 | 0.045611 | 1.0215e-23 | 0.0001568
total (%)

## sat
Saturation scratchpad
mean | maximum fluxes |  |  |  |  | arcsec per
lambda |  | Jy | Jy/pix | Jy/"2 | MJy/sr | pix | max T_b
15 | PU | 0.5 | 0.125 | 0.03858 | 1637.1914 | 1.8 | 60.7864
10 | SL | 5 | 1.25 | 0.3858 | 16371.9136 | 1.8 | 97.8862
15 | SH | 50 | 12.5 | 2.1701 | 92092.0139 | 2.4 | 81.5817
28 | LL | 5 | 1.25 | 0.054253 | 2302.3003 | 4.8 | 37.8581
29 | LH | 50 | 12.5 | 0.54253 | 23023.0035 | 4.8 | 44.4323